## New Item
Company Name : Phomas Diagnostics and Medical Supplies Ltd
Item Code | Item Name | Unit | Sale Price
0.10.65 | Staphylococcus Latex Kit | 100 Test | 380000
0030601106 | Microplate 96/F PP clear/white , Flat Bottomed | 80/pkt | 2107328
0115 | Cleaning Kit for SQA-Vision, SQA-V GOLD & QwikCheck | each | 430121
0129P | Listeria monocytogenes (ATCC 13932), 3rd generation [Pack of 2 kwik stick/pc] | PoF 2 Kwik Stick | 550000
0200 | QwikCheck Beads | each | 521514
0211P | Legionella pneumophila subsp. pneumophila derived from ATCC 33152, 3rd gen. [Pack of 2 kwik stick] | Pack of 2 kwik stick | 550000
0270324-002 | iNFLAQUICK Pro EDTA ESR Analyzer | EACH | 0
0315P | Citrobacter freundii (ATCC 8090), 3rd generation Pack of 2 kwik stick/pc | Pack of 2 kwik stick | 550000
0318P | Clostridium perfringens (ATCC 13124), 3rd generation [Pack of 2 kwik stick/pc] | Pack of 2 kwik stick | 550000
0366P | Enterococcus faecalis (ATCC 29212), 3rd generation Pack of 2 kwik stick/pc | PoF 2 Kwik Stick | 550000
0392P | Aspergillus brasiliensis derived from ATCC 16404, 3rd generation Pack of 2 kwik stick/pc | Pack of 2 kwik stick | 550000
04032020 | Germ - X hand Sanitizer 70% v/v | 500mls | 10000
04032020-5L | Germ - X hand Sanitizer 70% v/v | 5Liters | 50000
04145 | Strepto Color Grouping kit | 50 tests | 900000
0421P | Salmonella typhimurium (ATCC 13311), 3rd generation [Pack of 2 kwik stick/pc] | PoF 2 Kwik Stick | 550000
0483P | Escherichia coli (ATCC 8739), 3rd generation [Pack of 2 kwik stick/pc] | PoF 2 Kwik Stick | 550000
0484P | Pseudomonas aerogenosa (ATCC 9027), 3rd generation [Pack of 2 kwik stick/pc] | PoF 2 Kwik Stick | 550000
0485P | Staphylococcus aureus (ATCC 6538), 3rd generation [Pack of 2 kwik stick/pc] | PoF 2 Kwik Stick | 550000
0506301000 | ORTHOPHOSPHORIC ACID | 1000ml | 50000
0677P | Enterococcus faecium (ATCC 6569), 3rd generation [Pack of 2 kwik stick/pc] | PoF 2 Kwik Stick | 550000
0697P | Rhodococcus equi ATCC 6939 [Pack of 2 kwik stick/pc] | Pack of 2 kwik stick | 550000
0814P | L. innocua (ATCC 33090), 3rd generation [Pack of 2 kwik stick/pc] | Pack of 2 kwik stick | 550000
0818P | Vibrio parahaemolyticus (ATCC 17802), 3rd generation [Pack of 2 kwik stick/pc] | PoF 2 Kwik Stick | 550000
0871P | Bacillus stearothermophillus (ATCC 7953), 3rd generation Pack of 2 kwik stick/pc | PoF 2 Kwik Stick | 550000
09013 | Cephalothin KF 30 Âμg | 50 pcs | 14000
090260 | PARAFILM 10 CM X 38 M | EACH | 100000
10010-100 | MAGNESIUM liquicolor | KIT | 150000
10011-100 | CALCIUM liquicolor | 200 ml | 150000
1002-TR | Magnus Trinocular Microscope | each | 2719000
10027-100 | PHOSPHORUS Liquirapid | KIT | 159500
10028/1-100 | CHOLESTEROL liquicolor | 100mls | 72000
10028600 | Cholesterol (CHOL) | 2x150mls | 200000
10049* | MSRV Agar | 100 plates 90 mm | 365000
10052-100 | auto-CREATININE liquicolor | 250 ml | 105000
10052600 | auto-CREATININE liquicolor (HumaStar 600/300SR) | 5 x 250 tests | 220500
1006059 | Sky Line Digital Orbital Shakers | each | 11704000
10084-100 | HDL CHOLESTEROL liquicolor | Bottle | 420000
101006 | HCV Hepatitis C Virus Ab Test Strip | 50 Tests/Box | 55000
101014 | H.Pylori Ag Test Cassette | 25 Tests/Box | 80000
101015 | Syphilis (Anti-treponemia Pallidum) Test Strip | 50Tests/Box | 50000
101019 | HBsAg Hepatitis B Rapid Test Cassette | 50 Tests/Box | 40000
101098-294 | VECTASTAIN® ABC-HRP Kit (Standard) | PK-4000 | 6226000
10113-100 | SODIUM liquicolor | KIT | 325000
10115-100 | Chrolide liquicolor | KIT | 220000
10118 | POTASSIUM liquirapid | 100 ml | 360000
10120-100 | POTASSIUM liquiUV | KIT | 450000
10131 | Mueller Hinton II Agar (Sheep Blood 5%) | 20 Plates | 75000
10142* | Blood Agar (Sheep Blood 7%) | 100 plates 90 mm | 345000
10180010 | ERYCLONE AHG | 10 mls | 45000
10229-100 | IRON liquicolor | 2 x 30 ml | 150000
10251005 | Low Ionic strength Solution(LISS) | 5mls | 35000
10260-100 | Glucose Liquicolor | KIT | 114000
10294-100 | LDL CHOLESTEROL liquicolor | 200ml | 500000
10449 | Tryptose Sulfite Cycloserine Agar 20 plates 90 mm | Bottle | 110000
10505 | UREA liquicolor for semi automated | 2 x 100 ml | 100000
10521-100 | UREA liquiUV | 8 x 50ml | 250000
10521300 | UREA LiquiUV HumanStar | PACK | 200000
10534612 | Cytiva Whatman™ 903 ProteinSaver Cards | 100/pkt | 1067000
10560-100 | ALBUMIN Liquicolor | KIT | 127900
10590-100 | Urinary Total Protein Liquicolor | KIT | 360000
10614762 | Congo Red, Indicator grade | 500gm | 1385000
10670-100 | TIBC | 100 tests Kit | 160000
10690-100 | URIC ACID liquicolor | 4 x 30 ml | 120000
10694300 | URIC ACID Liquicolor HumanStar | PACK | 180000
10694600 | URIC ACID liquicolor plus (HumaStar 600/300SR) | 5 x 250 tests | 450000
1071 | Chlamydia trachomatis | POF 20 | 180000
107201 | Trighyceride Liquicolop mono | 9x15mls | 186000
10720P-100 | TRIGLYCERIDES liquicolor mono | 9 x 15 ml | 180000
10741-100 | auto-Bilirubin-D liquicolor | 3 x 100 ml/1x75 Kit | 280000
10742-100 | auto-Bilirubin-T liquicolor | 375 ml | 180000
107625 | Portable Dissolved CO₂ Meter: CarboQC | each | 29750000
10770-100 | HbA1c liquidirect | 40 ml | 1250000
10775-100 | HbA1c liquidirect control blood | 4 x 0.5 ml | 450000
10776-100 | HbA1c liquidirect calibrator set | 4 x 0.5 ml | 520000
10804-858 | Buffer Standard Solutions 10pH | 500MLS | 525000
109-055-098 | Alkaline Phosphatase AffiniPure Goat Anti-Human IgG, Fcy Fragment Specific | 1mls | 1113840
109901 | FOB Fecal Occult Blood Test Cassette | 25 Test/Box | 80000
11033 | PSEUDOMONAS ISOLATION AGAR | 100 plates | 120000
11093 | FSH - VEDA.LAB | KIT | 170000
11101 | APOLIPOPROTEIN A1 (APO A1) | KIT | 566950
11101-Pipete | Pasture Pipete, 5ml Capacity- Graduated to 1ml - Large Bulb , Non Sterile | Box | 100000
11102 | APOLIPOPROTEIN B (APO B) | KIT | 362500
11104 | APOLIPOPROTEIN A1 and B (APO A1/B) Standard | 2 x 1 ml | 607000
11105 | LIPOPROTEIN (a) , Lp(a) | 2x25mls | 803880
11105600 | LIPOPROTEIN (a) (HumaStar 600 | 90 tests | 1000000
11115-100 | TRANSFERRIN | KIT | 333500
11115600 | TRANSFERRIN (HumaStar 600/300SR) | 70 test | 350000
11117 | COMPLEMENT C3/COMPLEMENT C4/TRANSFERRIN Standard | 2 x 1 ml | 0
11120-100 | Microalbumin | 1x5mls /2x25mls | 207900
11120600 | MICROALBUMIN (HumaStar 600/300SR) | 90 test | 550000
11124 | MICROALBUMIN Standard | 2 x 1 ml | 99758
11150 | Cystatine-C liquidirect | 40 ml | 800000
11155 | CYSTATIN-C liquidirect Calibrator set | 5x1ml | 280000
112020 | Powedered Gloves Latex Medium Size Pack of 100’s | POF 100 | 17000
11211.00180 | Borosilicate Glass Beaker without Pout | each | 340000
11241-100 | CRP-Reagent Kit for humastar | KIT | 486000
11251600 | anti-STREPTOLYSIN-O(ASO)(HumaStar 600/300SR) | 210 test | 720000
11251P | ANTI-STREPTOLYSIN-O (ASO) | KIT | 870000
11261PA-Activate-100 | RHEUMATOID FACTORS (RF) 2 x 50 mL | 2 X 50 mL | 370000
11261PA-Activate-50 | RHEMATOID FACTOR Reagent | 50mls | 170000
11341-100 | CRP Standard | 2x1ml | 430000
11351 | ANTI-STREPTOLYSIN-O (ASO) Standard | 2 X 1 ml | 0
11361-100 | RHEUMATOID FACTORS (RF)Standard | 2 x 3ml | 280000
1148Y09 | Maxipette Pipette Controller | Each | 1400000
11501 | IMMUNOGLOBULINS direct IgA. | 310Test | 883000
11501600 | IMMUNOGLOBULINS direct IgA (HumaStar 600/300SR) | 250test | 850000
11502 | IMMUNOGLOBULINS direct IgG. | 286tests | 883000
11502600 | IMMUNOGLOBULINS direct IgG (HumaStar 600/300SR) | 250test | 900000
11503 | IMMUNOGLOBULINS direct IgM. | 310 tests | 883000
11503600 | IMMUNOGLOBULINS direct IgM (HumaStar 600/300SR) | 250test | 750000
11504 | IMMUNOGLOBULINS direct IgM Calibrator | 5x2ml | 688000
1156/59 | Ethanol 96% 2.5L | 2.5L | 110000
1159X97 | RESERVOIRS,SOLUTION, 50ML | POF 100, 1 PER BAG | 800000
11610-100 | Ferritin | R1 25 ml/R2 12.5 ml | 1080000
11610600 | FERRITIN (HumaStar 600) | 90 test | 1150000
1163Z54 | weighing boats small 46 x 46 x 8mm | POF 500 | 300000
1163Z56 | Weighing Boat, Anti-Static, White Medium (85 x 85 x 24mm) | POF 500 | 396000
1163Z69 | Weighing Boat, Regular Blue, Large (140 x 140 x 22mm) | POF 500 | 792000
11712 | Pasture Pipete,3ml Capacity- Graduated to 1ml - Short Bulb ,EO Sterile | POF 5 | 1000
11714 | Pasture Pipete,3ml Capacity- Graduated | Pack 20 | 30000
11714/100 | Pasture Pipete,3ml Capacity- Graduated | POF 100 | 30000
1181K83 | Premium Aluminum Foil, Regular | Roller 12x75 | 90000
1182M26 | 12 mL Leucosep® Tube w/Porous Barrier at 3 mL graduation, PP, Sterile, Round Bottom, Un-filled pack | Pack of 500 | 9007000
1182M28 | 50 mL Leucosep® Tube w/Porous Barrier at 15 mL graduation, PP, Sterile, Conical Bottom, Un-filled | 300/Pack | 11847000
1186Q62 | Serological Pipette, PS, 5mL, Bulk Packed, Sterile, 1/10 Graduations, Blue Color Code, | 500/Bag | 1929000
1186Q68 | Serological Pipette, PS, 10mL, Paper/Plastic Single Wrapped, Sterile, 1/10 Graduations, Orange Color | 200/Bag | 847000
1186Q76 | Serological Pipette, PS, 25mL, Paper/Plastic Single Wrapped, Sterile, 1/10 Graduations, Red Color Co | 200/Bags | 1702000
12006600 | LIPASE liquicolor (HumaStar 600/300SR) | 2x100 test | 540000
12009600 | PANCREAS-AMYLASE liquicolor (HumaStar 600/300SR) | 2x100 test | 750000
12011-100 | GOT (ASAT) IFCC mod. liquiUV | 10 x 10 ml | 200000
12012-100 | GPT (ALAT) IFCC mdo. Liguid UV Humazym Test | 10 x 10 ml | 170000
12013-100 | gamma-GT liquicolor | 10 x 10 ml | 210000
12014-100 | LDH SCE mod. liquiUV | 10 x 10 ml | 150000
12014300 | LHD LiquiUV HumanStar 1s | PC | 0
12015-100 | CK NAC activated LiquiUV | KIT | 250000
12017 | ALKALINE PHOSPHATE opt Liquicolor | KIT | 169500
12018-100 | alpha-AMYLASE liquicolor | 12 x 10 ml | 710000
12026-100 | LIPASE liquicolor | 1 x 120 mls | 1200000
12029-100 | PANCREAS-AMYLASE liquicolor | 150ml | 1100000
12117-100 | Alkaline Phosphatase Liquicolor | 10 x 10 ml | 155000
12118-100 | CK-MB liquiUV | 10 x 10 ml | 638000
12217-100 | ALKALINE PHOSPHATASE opt. liquicolor | 16 x 5 ml | 210000
1224A67 | 50-1200μL Extra Long Tip System Rack Sterile | 10x96/case | 800000
1226Y98 | Reagent Reservoir 50mL Py-Free Strl | Case of 200 | 913380
12290-100 | Iron TPTZ liquicolor | 2 x 25T | 223020
1235C58 | Thomas Clear Plastic Lab Wrap | 12X100IN | 170000
1235C81 | Traceable® Memory Humidity / Temperature | each | 702000
126515-25G | Trypan Blue | 25G | 321000
13010 | iChroma LH | 25T/Kit | 265000
13010-Human | TURBIDOS | KIT | 1364000
13012 | iChroma Testosterone | 25T/Kit | 265000
13020600 | FERRITIN Calibrator HumaStar 600 | 4x0.5ml | 380000
1303R01 | Stand-Up Sampling Bags | POF 500 | 559300
13151 | SERODOS plus | Kit | 302400
13160-100 | AUTOCAL | 4x5mls | 220000
13511-100 | Humatrol N | 6x5mls | 200000
13512-100 | HUMATROL P | 6 x 5 ml | 220000
13951 | SERODOS | 6 x 5 ml | 285000
14-432-22 | Bag of falcon 352070 tubes 50 mL for ticks collection | Bag | 1230000
14091 | CK-MB - VEDALAB | EACH | 190000
14400 | HumaScope Light | Each | 1500000
14570 | HumaRock/shaker | each | 2126400
15024 | HumaSRate 24PT | each | 10300000
15024/12 | Smart Card for Humasrate 24pt | 1200T | 620000
15024/40 | HSRate-CONTROL | 2 x 2 ml | 700000
15091 | MGL-VEDA.LAB (MYOGLOBIN) | KIT | 150000
15142 | HumaPure with Prefilter Set | each | 3780000
15200 | Humax 4K laboratory centrifuge | each | 6350000
15300/2 | HuMax 5K | each | 8700000
15302P | Fix Angle rotor 16x15ml 4.100rpm, 2.142 x g HuMax 5K | PIECE | 1520000
15460 | HumaRoll | Each | 1540000
15596018 | TRIzol Reagent, | 200mls | 2542995
156004-100 | ALBUMIN Liquicolor 4 x 100 mL | 4 X 100 mL | 75000
15650 | HumaClot Duo Plus | each | 13064000
15660 | HumaClot Quattro | each | 18700000
15660/11 | Cuvattes, Humanclot Junior/Duo Plus/Quat | 500 T | 576000
15660/12 | Cuvettes 5x500 - Bag incl. Mixer & CuvCARD -HumaClot Junior/Duo Plus/Quattro | PIECES | 0
15660/511 | Mixer- and Stirrer Motor for all new HumaClots | Each | 450000
157004-100 | TOTAL PROTEIN liquicolor | 4 x 100 ml | 80000
15800/10 | Cuvette Rings HumaClot Pro (10 Rings with 32 Cuvettes) 1920 pcs | 1 pc | 225000
15800/15 | Reagent Cups 1ml /(1x100 pcs) HumaClot Pro | 100 pcs | 220000
15800/20 | Wash Solution - HumaClot Pro | (5x15ml) | 60000
15800/30 | Cleaner - HumaClot Pro | (5x15ml) | 80000
15800/40 | Reagent Container 5ml with Cap 50[pcs] for HumaClot Pro | 50 pc | 250000
15800/500 | Maintenance kit 12 Month for HumaClot Pro | set | 5400000
15800/501 | Service Tool Kit for HumaClot Pro | Tool Kit | 9660000
16070/30 | Capillaries end-to-end (20µl) | 100/pkt | 45000
16080 | HumaMeter A1c | each | 6600000
16085/50 | HbA1c Reagent Kit (50 Tests) | 50T | 1000000
16086 | HumaMeter A1c Control kit | 2mls | 500000
16090 | HumaFIA | SET | 0
16090/20 | CRP HumaFIA SR | Kit | 0
16090/25 | PCT HumaFIA SR | 25 Cartridges | 0
16090/35 | Troponin I HumaFIA SR | Kit | 0
16090/510 | Standard Cartridge HumaFIA SR | Piece | 0
16190 | HumaNex A1c Variant | SET | 0
16190/10 | HumaNex A1c Variant Column | 1600T | 3402000
16190/501 | Maintenance Kit 6 Month for HumaNex A1c Variant | SET | 0
16190/502 | Maintenance Kit 12 Month for HumaNex A1c Variant | set | 0
16195 | HumaNex A1c Variant Reagent kit | 200T | 668000
16197 | HumaNex A1c Variant Calibrator | 2LEVELS | 183000
16199 | HumaNex A1c Variant Control | 2 x 0.1 ml | 183000
163290P | 12 mL Leucosep® Tube w/Porous Barrier at 3 mL graduation, PP, Sterile, Round Bottom, Un-filled | Pack of 50 | 883000
16350/216 | 2/2 Valve for HumaCount, HCP, HC5, HC30TS, HC80TS | EACH | 800000
16350/217 | 3/2 Valve for HumaCount, HCP, HC5, HC30TS, HC60TS, HC80TS (Three ways Valve) | EACH | 800000
16350/40 | HC5-CONTROL | 3 x 4.5 ml | 347000
16400/126 | Measuring Tube 100µm for HCP, HC60TS and HC80TS | Each | 920000
16420/113 | Timing belt horizontal for HC30TS, HC60TS | each | 275000
16420/114 | Timing belt vertical for HC30TS, HC60TS and HC80TS | each | 280000
16420/12 | Maintenance kit 6 Month for HumaCount 30, 60, 80TS and HC 5L | Kit | 150000
16420/12-1 | Maintenance Kit 36 Month for Hc 30TS | each | 1744000
16420/125 | Reference Electrode for HCP, HC5, HC30TS, HC60TS, HC80TS | EACH | 145000
16420/148 | Washing head HC30TS, HC60TS and HC80TS | each | 220000
16420/164 | Pump (RD1S) for H30TS, HC60TS and HC80TS | each | 1785000
16420/165 | Complete Axiohm printer for HC30TS, HC60TS and HC80TS | Unit | 2672280
16420/167 | HGB measuring head (complete) for HC, HCP, HC30TS, HC60TS and HC80TS | Each | 380000
16420/30 | humacount 30TS hematology analyzer | with accessories | 26000000
16420/304 | Assembled measuring unit for HumaCount 30TS | Each | 2148300
16420/321 | Amplifier board for HumaCount 30TS | Each | 2698800
16420/537 | Micro SD card for HC80TS/HC30TS from SN 825XXX | Each | 0
16420/622 | Reagent tubing set for HC60TS and HC80TS | EACH | 487000
16420/80-1 | Complete accessory set for the blood analyzer HumaCount80TS | SET | 2010000
16450 | HumaCount 5D automated Hematology analyzer | each | 43510000
16450/10 | HC5D DILUENT | Each | 300000
16450/20 | HC5D CBC LYSE | KIT | 175000
16450/30 | HC5D DIFF LYSE | KIT | 390000
16450/40 | HC5D-Control | KIT | 670000
16450/40/1 | HC5D-Control 3x3mls | Each | 520000
16450/503 | Maintenance kit 12 Month for HumaCount 5D only for SN:N1104A/N1104B | Pieces | 1580000
16450/511-1 | Mainboard for HumaCount 5D SN N1104B | Each | 6500000
16450/548 | Switch (with wire) for HumaCount 5D SN:N1104/N1104B and CRP | EACH | 0
16450/576 | Sheath flow sensor for HumaCount 5D |  | 88000
16450/598 | Float sensor connection cable for HumaCount 5D only for SN:N1104/N1104B | Each | 50000
16450/60 | HC5D CLEAN | KIT | 50000
16660 | HumaStar 600 | each | 87000000
16661/01 | CHIMNEY for Humastar | 16 Pcs | 250000
16661/7 | Halogen Lamp 12V 20N For Humastar 600<150SR | PC | 610000
16663/10 | Diluent Humastar300/600 | 4x20mls | 120000
16663/25 | Tip cleaning kit for HumaStar 600 | 2x4x20ml | 120000
16670 | HumaReader HS ELISA | Each | 14000000
16670/37 | Belt (short) for Humareader HS | each | 200000
16700/72 | Waste Bottle complete with tubing set for Humalyzer 3000 | PC | 704850
16800 | Corrective maintanance Inspection (CMI) |  | 5136700
16801/25 | Peristaltic pump red tube for HumaLyzer 3500 | Pieces | 412500
16801/4 | Maintenance Kit for HumaLyzer 3500 | KIT | 0
16801/43 | Flow Cell for HumaLyzer 3500 | Pieces | 750000
16885/10 | RS485 Interface Circuit Sensor for HumaStar 80 |  | 180000
16885/53 | Reagent Bottles and Caps (40pcs) for HumaStar 80 | pack of 40 | 650000
16885/54 | Reaction Wells (50pcs) Hs80 | 600T | 150000
16885/55 | Sample Cup HS80 | 1000Pcs | 220000
16885/6-8 | Controller board PID8 for peristaltic pump HS80 | each | 1035000
16890 | HumaStar 100 Clinical Chemistry-Refurbished | Set | 20000000
16890/0 | HumaStar 100 Full Automated Chemistry Analyzer | including accessor | 48000000
16890/171 | Screwdriver for gain and offset trimmers for HS100/200/300SR | each | 0
16890/250-12 | Maintenance kit 12 month for HS100/200 | Kit | 5309000
16890/250-24 | 24 Months maintenance kit for HS100/200 | Kit | 6681000
16890/31 | 1 ml sample cups, 1000 pieces for HS100/200/300SR | 1000 pcs | 545000
16890/33 | Reaction cuvettes, 200 pieces for HS100/200/300SR | 200 pcs | 1050000
16890/34 | 20 ml reagent bottle, 30 pieces for HS100/200 | 30 pcs | 160000
16890/36 | Cap for reagent bottle, 30 pieces for HS100/200 | 30 pcs | 60000
16890/51 | Calbrated Halogen Lamp for HS100/200/300 SR | 17 X 9 X 4 cm | 610000
16890/74 | Long wash station needle (position 7) for HS100/200/300SR | Each | 450000
16895 | HumaStar 200 | set | 42050000
17156 | Adaptor for 13 x 115 mm tubes (HuMax 5K, HuMax 4K, HuMax 14K) | Pieces | 50000
17160 | HuMax 14K centrifuge | each | 14000000
17176 | HumaTwist (230 V/60 Hz)(Votex machine) | Each | 900000
17180/11 | Stainless Steel Cover (HumAqua 5) | EACH | 380000
17180/2 | HumAqua 5(230 VAC) | each | 5241600
17400/11 | HC-DILUENT | 20L | 170000
17400/135 | Measuring chamber for HC, HC30TS, HC60TS and HC80TS | each | 648000
17400/22 | HC-Lyse CF for HumaCount | 2X1 L | 300000
17400/22/1 | HC-Lyse CF for HumaCount-1L | 1Litter | 150000
17400/31 | HC-CLEANER for HumaCount | Bottle 1 litre | 80000
17400/40 | HumaCount Controls | 3X2.5MLS, | 507500
17400/50 | HumaCount Calibrators (30, 60, 80TS/HC5D) | 2MLS | 330000
17400/55 | HC HardClean Regular (50ml) HUMAN | (50ml) | 40000
17400/56 | HC HardClean Acute (50ml) Human | (50ml) | 45000
17470/10 | HumaLyte Plus 3 ISE System | Each | 15000000
17470/11 | K electrode (Humalyte Plus) | Each | 680760
17470/12 | Na electrode (Humalyte Plus) | Each | 686340
17470/13 | Cl electrode (Humalyte Plus) | Each | 686340
17470/17 | Reference electrode (Humalyte Plus) | Each | 686340
17470/20 | HumaLyte Plus 5 ISE System | Each | 18500000
17470/59-100 | Sample Cups 2ml /3mls (500pcs) | (500pcs) | 75000
17470/70 | QC solution (100ml/bottle) (Humalyte Plus) | 100ml/bottle | 153000
17470/71 | Daily Cleaning solution (100ml/bottle) (Humalyte Plus) | 100mls | 168300
17470/72 | Weekly Cleaning solution (Humalyte Plus) | 100ml/bottle | 168300
17470/74 | HumaLyte Plus K Filling Solution | 100mls | 135000
17470/75 | Na/Cl/pH filling solution (100ml/bottle) (Humalyte Plus) | 100mls | 135000
17470/76 | Ca filling solution (100ml/bottle) (Humalyte Plus) | 100mls | 135000
17470/78 | Ref. filling solution (100ml/bottle) (Humalyte Plus) | bottle | 295600
17470/79 | Na conditioner (100ml/bottle) (Humalyte Plus) | Bottle | 300000
17470/82 | Reagent Pack HumaLyte Plus 3 (1000ml) | set | 1265000
17470/86 | Urine Diluent (100ml/bottle) (Humalyte Plus) | 100ml | 210000
17590 | SYBR Gold (10,000X concentrate) | 1mls | 3333000
17600 | Combilyzer 13 urine chemistry | each | 5620000
17920/32 | Photometer lamp for A5/HS300 all SN | PC | 432000
18000 | HumaReader Single Plus | each | 13219200
18052 | Disposable Macro Cuvettes - pack of 1000 pcs |  | 0
18093 | IgE - VEDALAB | KIT | 200000
18100 | HumaLyzer Primus NG |  | 0
18144/5 | Thermal Printer Paper (5pcs, 57mm) |  | 0
18200 | HumaLyzer Primus | Each | 7830000
18200/13 | Lamp assembly Humalyzer Primus & Primus NG |  | 0
18222 | Flow Cell Cleaner for Humalyzer | 100 ml Bottle | 35000
18340/05 | Lamp for Humalyzer 2000/3000 | PC | 60000
18460 | Automatic microtiter plate washer, shaker and incubator | each | 21299000
1858-1 | LymphoPrep | 500MLS | 871000
18680 | Humaclot Junior Analyzer | Each | 5700000
18680/503 | PCB Mainboard, HumaClot Junior | pieces | 0
18680/505 | Membrane Keyboard, HumaClot Junio | each | 687000
18690 | Cuvettes HUMACLOT junior | 500pcs | 280000
18961 | Uninterrupted Power Supply (UPS) 800VA / 230V - Human | Units | 1320000
18967 | Adapter EU to USA | EACH | 0
18968 | Adapter EU to UK | PC | 15000
18969 | Power Safety Socket (EU plug) | EACH | 0
18971-100 | Wash Additive | 4x25mls | 70000
18973 | Cuvette Clean (4x100ml) for Automated Analyzers | 4x100ml | 120000
18974-100 | Special wash solution | 12x30 ml | 90000
18993L | HP Laser Printer for Human Instruments (USB + Ethernet) | EACH | 1500000
1GF1-001 | Inline filter 2GQ-IGF1-001 for O2/N2 | each | 1293750
2-7357-03 | High-Pressure Steam Sterilizer CLG-40L | each | 35629676
20050 | API 20 NE 25STRIPS+25MEDIA | 25 Strips | 1450000
20100 | API 20 E 25STRIPS | 25 Strips | 500000
20120 | API 20 E REAGENT KIT 6AMP | Kit | 100000
2019-0030 | Narrow Mouth Square Bottle Nalgene Sterile PETG 30 ml | POF 96 | 1774000
2019-0060 | Narrow Mouth Square Bottle Nalgene Sterile PETG 60 ml | POF 96 | 2330000
2050020 | Sterlitech Kit for Kato-Katz Method | POF 500T | 800175
20A00B401 | Natural Micro-Tube 1.5mL Individually Wrapped Snap Top | POF 100 | 349000
21091 | TSH - VEDALAB | EACH | 170000
2118-0419 | Virus collection set,10ml tube with 3mlVTM medium (Keep Virus Alive- Good for Culture-Good for PCR/M | POF 20 | 225000
21341 | GN TEST KIT VTK2 | 20CARDS | 860674
21341. | GN TEST KIT VTK2 20CARDS | Each | 950000
21342 | GP TEST KIT VTK2 | 20 CARDS | 860674
21343 | YST TEST KIT VTK2 | 20 CARDS | 935518
2182-01 | Hydrogen peroxide, topical, solution, 2.5-3.5%, u.s.p | Each | 50000
218928-500G | Sodium dichloroisocyanurate | 500g | 2957840
21A00B968 | Pipette Tips, 100ul Filtered, Universal fit | 96X10packs | 264888
21A00B969 | Universal Filter Tips DNase /RNase free 200uL | 96x10packs | 264888
21A00M453 | Cell Culture Flask, 75cm2, Vent Cap, TC, Sterile | pack of 100 | 963000
2211030823 | MagCam DC5MP Camera with TR Adaptor 0.5X [Magnus USB Photographical attachment] | Each | 1661123
22112301/2/3/4 | Mini Centrifuge | Each | 650000
22132 | COMBINA 13 | KIT | 60000
22276 | AST-P586 TEST KIT | 20 CARDS | 864981
22711 | ELITEex STAPH | 60T | 330000
22A00A772 | Aspirator Bottle GL45 Cap and with Outlet Tubing, 2L, 5/CS | POF 5 | 1819000
22M0022 | Microscope [Magnus CH20i Trinocular LED Freedom Series] | Each | 1700000
22M0294 | Microscope [Magnus MX21i Trinocular LED Freedom Series] | Each | 2300000
23091 | AFP-VEDALAB | POF 20 | 190000
237500 | BD Bacto™ Brain Heart Infusion Dehydrated Culture | 500G | 1038000
23A.I | Sunction Mashine | each | 605000
23A00A610 | FlowTubes™ with strainer cap, 12x75mm, sterile, | Pack of 500 | 3323000
23A00M599 | 96 Well ELISA Plate, 8-Well, Detachable, High Binding, White, Sterile | Pack of 50 | 544000
23C0499-23C0500 | Microscope [Magnus MX21i Binocular LED] | EACH | 2300000
23C0816-23C0818 | Microscope [Theia-I LED (SP)-Infinity Optical System, Dioptre on both eyepeices, Fixed Eyepieces] | EACH | 2600000
23D.1 | Suction machine | each | 819000
247127 | Cryo-Babies, Laser, 1.5ml, White, 1700/pk | POF 1,700 | 450000
24A00G550 | Platinum Silicone Tubing 0.063 ID x 0.125 OD, 100 Ft. Coil | 100Ft | 742000
25091 | FRT (FERRITIN) -VEDALAB | BOX | 170000
27032P | HEXAGON TROPONIN | 20T | 300000
28009 | HEXAGON OBTI | 24T | 400000
28032 | HEXAGON PSA | 20T | 300000
28071E | TROPONIN I - VEDALAB | EACH | 200000
292476 | Salmonella As Poly 0 (A-S), 2mL | EACH | 300000
293824 | Vibrio Cholerae As Inaba, 2 mL | EACH | 300000
293831 | Vibrio Cholerae antisera Polyvalent serovan Inaba and Ogawa | 2mls | 300000
293848 | Vibrio Cholerae As Ogawa | EACH | 300000
294463 | Salmonella As Poly 0, 2 mL |  | 300000
294982 | Shigella As dysenteriae poly A, 1 - 7, 2mL | EACH | 300000
295088 | Shigella As flexneri poly B I - VI and Grp (3)4 | EACH | 300000
295307 | Shigella Antisera S.dysentriae Polyvalent A | Each | 300000
295308 | Shigella Antisera S.flexineri Polyvalent B | Each | 300000
295309 | Shigella Antisera S.bodydii Polyvalent C | 2mls | 300000
3008C | Multifunctional operation table | Each | 10016500
3026-1L | PYREX Double Metric Graduated Cylinders | 1000mls | 725000
307003001 | EEG Sensor [Respiratory Effort Piezo Sensors] | EACH | 0
3093-3L | HCG - VEDA.LAB | KIT | 150000
31003 | Hemostat Thromboplastin (TP)- SI | 6x10mls | 320000
31003/1 | Hemostat Thromboplastin (TP)- SI | 10mls | 60000
3193-3L | B - HCG - VEDA.LAB | KIT | 170000
32002 | HEMOSTAT FIBRINOGEN | 5 x 2 ml | 250000
32104F | BluCapp centrifuge tubes 50mL, carton rack, pre-st case 25 pcs -STERILE | 25 pcs | 20000
32853 | Invitrogen™ Ǫubit™ dsDNA Ǫuantification Assay Kits | 500 reactions | 3249000
32854 | dsDNA Quantitation, High Sensitivity | 500 reactions | 3249000
32855 | Invitrogen™ Ǫubit™ RNA High Sensitivity (HS), Broad Range (BR), and Extended Range (XR) Assay Kits | 500 reactions | 2963000
32856 | Invitrogen™ Ǫubit™ Assay Tubes | 500 tubes | 749000
33002 | Hemostat aPPT-el | 6 x 4 ml/240 tests | 260000
33002/1 | Hemostat aPPT-el | 4 ml/ 40 Test | 50000
3355 | Immulon® Microtiter™ 96-Well Plates | 50/PK | 1146600
34002 | HEMOSTAT THROMBIN TIME | 3 x 3 ml | 140000
34002/1 | HEMOSTAT THROMBIN TIME | 3ml | 50000
34091-3L | CRP - VEDA LAB | EACH | 170000
34117F | Conical-bottom centrifuge tube,15mL,PP, Flat cap | POF 50 | 18000
35001 | Hemostat Control plasma Normal | 6x1mls | 175000
35001/1 | Hemostat Control plasma Normal. | 1mls | 36000
35002 | Hemostat Control plasma Abnormal | 6x1mls | 175000
35002/1 | Hemostat Control plasma Abnormal. | 1mls | 36000
35500 | Hemostat Calibrator | 4x1 ml | 150000
360.10.80.01 | IQAir AirVisual Pro | each | 2015000
36002 | HEMOSTAT D-DIMER | 2x1mls | 560560
36012 | HEMOSTAT D-DIMER CONTROL HIGH/LOW | 4 x 1 ml | 371800
360213 | Vacutainer Multiple sample needle | POF 100 | 50000
36200 | EASY READER+® Instrument | EACH | 3500000
36200N | Microtube with Safe-lock cap, 1.5mL, eppendorf tube | POF 500 | 70000
3650-10 | ELISpot substrate: BCIP/NBT-plus for ALP | 120mls | 1203000
3846D08 | Square Polystyrene Weighing Dish, Anti-Static, 1-5/8 top I.D. x 5/16 dia, Natural | POF 100 | 252000
3846D19 | Square Polystyrene Weighing Dish, Anti-Static, 3-1/2 top I.D. x 1dia, Natural | POF 100 | 324000
3846D29 | Square Polystyrene Weighing Dish, Anti-Static, 5-1/2 top I.D. x 7/8 dia, Natural | POF 100 | 396000
39300-2 | Cryovial, External thread with Silicone washer seal, 2.0mL, Self-standing, With blue cap insert EU | POF 100 | 40000
39300-2G | Cryovial,External thread with Silicone washer seal,2.0mL,Self-standing,With Green cap insert,Sterile | POF 100 | 40000
39300-2R | Cryovial,External thread with Silicone washer seal, 2.0mLSelf-standing,With Red cap insert, Sterile | POF 100 | 40000
39300-2W | Cryovial,External thread with Silicone washer seal,2.0mL,Self-standing,With White cap insert,Sterile | POF 100 | 40000
39300-2Y | Cryovial,External thread with Silicone washer seal,2.0mL,Self-standing,With Yellow cap insert,Steril | POF 100 | 40000
39300-5 | Cryovial,External thread with Silicone washer seal, 5.0mL, Selfstanding, Without blue cap insert ,EO | Piece | 800
3934.1 | DipSlide CASO-TTC/RBCenr | Pack of 20 | 1030400
402150 | STREPTOCOCCAL KF AGAR | 6 bottles x 100 ml | 180000
402720 | Tryptose Sulfite Cycloserine Agar Base | 6 bottler of 100 mL | 180000
403090 | Yeast Glucose Chloramphenicol Agar | 6 x 100 ml bottles | 210000
410851 | BACT/ALERT FA PLUS (PLASTIC) | PACK of 25 | 3501173
410852 | BACT/ALERT FN PLUS (PLASTIC) | PACK | 3501173
410853 | BACT/ALERT PF PLUS (PLASTIC) | PACK | 3501173
410893 | VITEK MS-DS | Each | 5420000
411071 | VITEK MS-CHCA | Each | 800000
41121 | Inoculating loop, 1ul, Flexible, Blue | P.O.F 20 | 10000
41221 | Inoculating loop, 10ul, Flexible, Blue | P.O.F 20 | 10000
413440 | AST-GN83 TEST KIT | 20 CARDS | 864981
414685 | CHROMID CARBA SMART | 20 plates | 598000
421040 | AST-ST03 TEST KIT | 20 CARDS | 1269247
42112 | L-shaped cell spreader, Blue，EO Sterile [Cell Spreader ] | POF 5 | 1000
421404 | APIWEB STANDALONE | UNIT | 2293920
421849 | AST-GN96 TEST KIT 20 CARDS | Each | 950000
423546 | VITEK PICKME PEN | Each | 120000
423551 | VITEK PICKME NIBS | Each | 1910000
4330-0019 | White Pipette Tips 5-200uL | POF 1000 | 0
43481 | CHROMID ESBL 20 PLT | 20 Plates | 598000
44030 | CANDIFAST | 30Test | 750000
440902 | Staining Jar 10-PC,with glass lid, schifferdecker type | Each | 18000
440904 | RACK FOR 30 SLIDES | Each | 97500
440905 | GLASS STANING JAR + SLIDE RACK FOR 60 UNITS, 1 UN | Set | 361000
442020 | PLASTIC PEDS PLUS (BD BACTEC) | PC | 22000
442022 | BACTEC PLASTIC ANAEROBIC (BD BACTEC) [30 ml] | 30 ml | 22000
442023 | BACTEC PLASTIC AEROBIC (BD BACTEC) | PC | 22000
45091 | CEA-VEDALAB | EACH | 190000
4600160 | Adjustable Bottletop Dispenser | 5-50mls | 4465000
463190 | Phosphate Buffer Solution pH 7.2 | 1000 mL | 150000
470019-736 | Digital pH Meter Kit with RS-232 Output | each | 1096200
470070 | Mueller Hinton II Agar- Ready made | Set [POF 6 Bottles] | 210000
470120 | CHOCOLATE AGAR | 500 grm + 10 Vials | 350000
470120-M103-500g | Chocolate Agar Base (Dehydrated) | 500G | 0
481190 | ChromaticTM Coliform Agar ISO | 6 x 100 ml bottles | 205800
4852-J | Dry Block Calibrator - Jupiter 4852 with Isocal-6 Range - Venus 4951 | set | 91919000
490010 | HEMO-AEROBIC CULTURING | 80 mL | 21000
490020 | HEMO-ANAEROBIC CULTURING | 80Mls | 21000
490030 | Hemo-Aerobic Culturing - Pediatric | 40mls | 21000
490040 | HEMO-ANAEROBIC CULTURING Pediatric | 40mls | 21000
490050-50 | HEMO-AEROBIC CULTURING Neonatal | each 9mls | 21000
490060-50 | HEMO-ANAEROBIC CULTURING Neonatal | each 9mls | 21000
4980-250 | Pyrex Flask, Erlenmeyer, Heavy Duty, | 250 ml | 55729
4980-500 | PYREX Heavy-Duty Graduated Erlenmeyer Flasks | 500mls | 68750
50001 | SYPHILIS RPR TEST - Human | POF 100 | 183600
50101 | SYPHILIS TPHA liquid 100 Tests [ Human Diagnostics ] | 100 Tests | 280000
50300 | API 50CH 10 STRIPS | 10/PKT | 1310000
50410 | API 50 CHL MEDIUM | 10X10MLS | 170000
5091 | L-CHECK - VEDA.LAB(LH) | KIT | 170000
51005 | SYPHILIS SCREEN ELISA | 96 Test | 358000
51050 | HBsAg ultra sens ELISA | 96 Test | 455000
51119 | TOXO (Toxoplasma Gondii) IgM | 96tests | 685260
51203 | CMV IgG ELISA | 96 tests | 562000
51208 | RUBELLA IgG ELISA | 96 tests | 422820
51209 | TOXO IgG | 96T | 694000
51226 | herpes simplex ELISA | 96 tests | 573750
51275 | anti-HCV ELISA | 96 Test | 491040
51395 | V.Cholerae ATCC 51395 | One freezed ample | 8500000
517-0007 | Pressure filtration units, Sartolab® P20 | 10/PKT | 2026500
52030 | PSA ELISA Human | 96 Test | 400000
52035 | fPSA ELISA | 96 Test | 899000
521Mdn | External Printer for HC 5D, laser jet series | each | 1200000
5220-0279 | Anti-Human IgG (Fc) Antibody, Peroxidase-Labeled | 0.1 mg | 1796000
525-0131 | Eppendorf® DNA LoBind® Microcentrifuge Tubes | 250 tubes | 301000
53040 | hCG ELISA | 96 Test | 600000
5362000035 | SmartBlock 2.0ml, thermoblock for 24 tubes 2.0ml | Each | 4060000
5382000015 | ThermoMixer C, Basic Device With thermoblock, 1.5 and 5, 220-240V | Each | 18781750
54010 | T3 ELISA | 96 tests | 621600
54015 | FT3 ELISA | Box | 694400
54020 | T4 ELISA (Human) | 96 tests | 510000
54025 | FT4 ELISA | Box | 626200
54030 | TSH ELISA | 96 tests | 588000
550011 | TRANSPORT SWABS WITH STUART MEDIA | POF 100 | 120000
55030 | (E2) ESTRADIOL ELISA | 96 tests | 665280
570-412 | Absolute Digimatic Digital Height Gauge, Range 0-300mm | each | 4025000
58003 | HEXAGON HBsAg | 2X30 | 269984
58054 | HEXAGON MALARIA | 25 tests | 278000
58072 | HEXAGON HCV | 40 Tests | 360906
60200 | HUMAN Basic Toolset for HS100/200/300SR | Set | 3740000
6040.1904A | PumpheadLPG/DGP/ISOSD, 62MPA,tested-Used in USA | each | 9880000
609-0212 | VWR Traceable Digital Stopwatch, F | each | 841500
610001 | Bile Aesculin Azide Agar | 500 grm | 200000
610002 | DEXTROSE AGAR | 500 grm | 150000
610003 | AZIDE DEXTROSE BROTH | 500 grm | 120000
610004 | BAIRD PARKER AGAR BASE | 500 grm | 260000
610005 | BLOOD AGAR BASE | 500 grm | 160000
610006 | BORDET GENGOU AGAR BASE | 500 grm | 190000
610007 | BRAIN HEART INFUSION AGAR | 500 grm | 210000
610008 | BRAIN HEART INFUSION BROTH | 500 grm | 240000
610009 | BRILLIANT GREEN AGAR | 500 grm | 160000
610010 | BRILLIANT GREEN BILE BROTH 2% | 500 grm | 180000
610011 | POTATO INFUSION AGAR | 500 grm | 180000
610012 | CLED AGAR | 500 grm | 160000
610013 | COLUMBIA AGAR BASE | 500 grm | 180000
610014 | DESOXYCHOLATE AGAR | 500 grm | 170000
610015 | DEOXYCHOLATE CITRATE AGAR | 500 grm | 160000
610016 | DRIGALSKI LACTOSE AGAR | 500 grm | 200000
610017 | EE Broth-Mossel | 500 grm | 180000
610018 | M.S.R.V. MEDIUM BASE | 500 grm | 180000
610019 | E.M.B. LEVINE AGAR | 500 grm | 180000
610020 | ENDO AGAR | 500 grm | 210000
610021 | HEKTOEN ENTERIC AGAR | 500 grm | 210000
610022 | G.C. MEDIUM | 500 grm | 160000
610023 | KLIGLER IRON AGAR | 500 grm | 150000
610024 | M.R.S. AGAR | 500 grm | 210000
610025 | M.R.S. BROTH ISO 15214 | 500 grm | 235000
610026 | Lowenstein Jensen Medium | 500 grm | 150000
610027 | LYSINE IRON AGAR | 500 grm | 210000
610028 | MacConkey Agar | 500 grm | 160000
610029 | Mannitol Salt Agar | 500 grm | 120000
610030 | FERMENTATION BROTH BASE | 500 grm | 290000
610031 | LISTERIA UVM 1 BROTH | 500 grm | 200000
610032 | MR-VP BROTH | 500 grm | 120000
610034 | MUELLER HINTON BROTH | 500 grm | 200000
610035 | MULLER KAUFFMANN BROTH | 500 grm | 180000
610036 | Nutrient Agar | 500 grm | 160000
610037 | NUTRIENT BROTH | 500 grm | 150000
610038 | PEPTONE WATER | 500 grm | 140000
610039 | PHENYLALANINE AGAR | 500 grm | 310000
610040 | PLATE COUNT AGAR | 500 grm | 150000
610041 | CETRIMIDE AGAR | 500 grm | 200000
610042 | SS AGAR (MODIFIED) | 500 grm | 180000
610043 | SCHAEDLER AGAR BASE | 500 grm | 210000
610044 | PURPLE LACTOSE AGAR | 500 grm | 180000
610045 | LISTERIA UVM 2 BROTH | 500 grm | 200000
610046 | SIMMONS CITRATE AGAR | 500 grm | 230000
610048 | AEROMONAS AGAR BASE | 500 grm | 410000
610049 | LEGIONELLA BCYE AGAR BASE | 500 grm | 1680000
610050 | Fluid Thioglycollate Medium | 500 grm | 180000
610051 | TODD HEWITT BROTH | 500 grm | 180000
610052 | TRYPTIC SOY AGAR /SOYA CASEIN DIGEST AGAR | 500 grm | 160000
610053 | Tryptic Soy Broth | 500 grm | 150000
610054 | GELATIN PEPTONE AGAR | 500 grm | 180000
610055 | T.S.I. AGAR | 500 grm | 150000
610056 | CLOSTRIDIUM BROTH | 500 grm | 250000
610057 | MAC CONKEY AGAR No.2 | 500 grm | 250000
610058 | VIOLET RED BILE LACTOSE AGAR | 500 grm | 160000
610059 | VIOLET RED BILE GLUCOSE AGAR | 500 grm | 180000
610061 | TRICHOMONAS BROTH | 500 grm | 230000
610063 | E.C. BROTH | 500 grm | 180000
610064 | HHD BROTH | 500 grm | 295000
610067 | MRS-IM AGAR + MALTOSE | 500 grm | 240000
610068 | MRS-IM AGAR + GLUCOSE | 500 grm | 230000
610069 | MALT EXTRACT BROTH | 500 grm | 190000
610070 | YEAST GLUCOSE CHLORAMPHENICOL AGAR | 500 grm | 180000
610071 | PSEUDOMONAS AGAR BASE | 500 grm | 250000
610072 | CZAPEK DOX BROTH | 500 grm | 180000
610073 | MILK PLATE COUNT AGAR | 500 grm | 200000
610074 | TRYPTONE SULFITE NEOMYCIN AGAR | 500 grm | 240000
610075 | PHENYLALANINE MALONATE BROTH | 500 grm | 1380000
610076 | LETHEEN AGAR BASE | 500 grm | 210000
610077 | Maximum Recovery Diluent | 500 grm | 180000
610078 | ORANGE SERUM AGAR | 500 grm | 235000
610079 | BRUCELLA AGAR BASE | 500 grm | 190000
610080 | WORT BROTH W/O NaCl | 500 grm | 333000
610083 | SOB MEDIUM | 500 grm | 200000
610084 | LB MEDIUM (Luria Bertani) | 500 grm | 180000
610085 | LAURYL TRYPTOSE BROTH | 500 grm | 180000
610086 | D/E NEUTRALIZING AGAR | 500 grm | 1760000
610088 | D/E NEUTRALIZING BROTH | 500 grm | 505000
610089 | TRYPTONE GLUCOSE EXTRACT AGAR | 500 grm | 180000
610090 | ROSE BENGAL CAF AGAR | 500 grm | 250000
610091 | DEMI FRASER BROTH | 500 grm | 235000
610092 | XLT 4 AGAR | 500 grm | 180000
610093 | TAT BROTH BASE | 500 grm | 340000
610094 | MICROBIAL CONTENT TEST AGAR | 500 grm | 240000
610095 | CZAPEK DOX AGAR | 500 grm | 180000
610096 | REINFORCED CLOSTRIDIAL AGAR | 500 grm | 235000
610097 | STAPHYLOCOCCUS BROTH | 500 grm | 180000
610098 | ALKALINE PEPTONE WATER | 500 grm | 150000
610099 | PHARMACOPOEIA WATER DILUENT | 500 grm | 180000
610100 | GIOLITTI CANTONI BROTH BASE | 500 grm | 200000
610101 | MALT AGAR | 500 grm | 150000
610102 | POTATO DEXTROSE AGAR | 500 grm | 150000
610103 | Sabouraud Dextrose Agar | 500 grm | 130000
610104 | SABOURAUD DEXTROSE BROTH | 500 grm | 120000
610106 | POTATO DEXTROSE BROTH | 500 grm | 180000
610107 | UREA AGAR BASE (CHRISTENSEN) | 500 grm | 180000
610108 | MAC CONKEY SORBITOL AGAR | 500 grm | 200000
610109 | P.P.L.O. BROTH | 500 grm | 440000
610111 | YERSINIA SELECTIVE AGAR BASE | 500 grm | 280000
610112 | CLED ANDRADE AGAR | 500 grm | 200000
610113 | COLUMBIA CNA AGAR BASE | 500 grm | 200000
610114 | BACILLUS CEREUS AGAR BASE (MOSSEL) | 500 grm | 160000
610115 | CLOSTRIDIUM DIFFICILE AGAR BASE | 500 grm | 230000
610117 | TRYPTONE YEAST AGAR | 500 grm | 280000
610118 | ANDRADE LACTOSE PEPTONE WATER | 500 grm | 200000
610119 | ANDRADE PEPTONE WATER | 500 grm | 280000
610120 | MILK AGAR | 500 grm | 210000
610123 | CORN MEAL AGAR | 500 grm | 720000
610125 | LEGIONELLA CYE AGAR BASE | 500 grm | 265000
610126 | BEER UNIVERSAL AGAR | 500 grm | 440000
610127 | SCHWARZ DIFFERENTIAL MEDIUM | 500 grm | 380000
610128 | MAC CONKEY AGAR w/o BILE SALT | 500 grm | 190000
610129 | R2A AGAR | 500 grm | 295000
610130 | CAMPYLOBACTER BLOOD FREE MEDIUM BASE | 500 grm | 350000
610131 | CAMPYLOBACTER ENRICHMENT BROTH BASE | 500 grm | 350000
610132 | MOTILITY TEST AGAR | 500 grm | 287000
610134 | SLANETZ BARTLEY AGAR BASE | 500 grm | 200000
610135 | BIGGY (NICKERSON) AGAR | 500 grm | 200000
610136 | BACILLUS CEREUS AGAR BASE (PEMBA) | 500 grm | 300000
610137 | SCHAEDLER BROTH | 500 grm | 200000
610138 | ASPARAGINE ENRICHMENT BROTH | 500 grm | 680000
610139 | CROSSLEY MILK MEDIUM | 500 grm | 300000
610140 | E.M.B. AGAR w LACTOSE + SUCROSE | 500 grm | 290000
610142 | BRYANT AND BURKEY MEDIUM | 500 grm | 290000
610143 | LIVER BROTH | 500 grm | 300000
610144 | MRS BROTH w/o GLUCOSE | 500 grm | 450000
610145 | SELENITE BROTH | 500 grm | 150000
610146 | SABOURAUD MALTOSE AGAR | 500 grm | 300000
610147 | SLANETZ BARTLEY AGAR +TTC | 500 grm | 180000
610148 | SPS AGAR | 500 grm | 240000
610149 | MAC CONKEY BROTH MODIFIED | 500 grm | 250000
610150 | SELENITE CYSTINE BROTH | 500 grm | 180000
610151 | BILE AESCULIN BROTH | 500 grm | 450000
610152 | AMIES TRANSPORT MEDIUM + CHARC. | 500 grm | 230000
610153 | AZIDE BLOOD AGAR BASE | 500 grm | 180000
610154 | AZIDE MALTOSE AGAR KF | 500 grm | 160000
610155 | AZIDE VIOLET BLOOD AGAR BASE | 500 grm | 200000
610156 | BARNES AGAR BASE | 500 grm | 540000
610157 | BIOTONE AGAR | 500 grm | 210000
610158 | BIOTONE BROTH | 500 grm | 230000
610159 | CPLM SELECTIVE WITH CAF | 500 grm | 435000
610160 | DERMATOPHYTE (D.T.M.) AGAR | 500 grm | 620000
610161 | DEXTROSE BROTH | 500 grm | 150000
610162 | m-FC BROTH | 500 grm | 180000
610163 | G.N. HAJNA BROTH | 500 grm | 200000
610164 | HERELLEA AGAR | 500 grm | 210000
610165 | KOSER CITRATE MEDIUM | 500 grm | 200000
610167 | LISTERIA OXFORD AGAR | 500 grm | 465000
610168 | LISTERIA PALCAM AGAR | 500 grm | 230000
610170 | MAC CONKEY MUG AGAR | 500 grm | 340000
610171 | MAC CONKEY BROTH | 500 grm | 170000
610172 | MALONATE BROTH | 500 grm | 780000
610173 | MALT EXTRACT AGAR | 500 grm | 200000
610174 | PHENOL RED BROTH BASE | 500 grm | 180000
610175 | RAPPAPORT VASSILIADIS SOY (RSV) BROTH | 500 grm | 180000
610176 | ROGOSA AGAR | 500 grm | 430000
610177 | ROGOSA BROTH | 500 grm | 410000
610178 | ROSE BENGAL AGAR BASE | 500 grm | 160000
610179 | SABOURAUD CAF AGAR + ACTIDIONE | 500 grm | 1220000
610180 | S.F. BROTH | 500 grm | 180000
610181 | SIM MEDIUM | 500 grm | 170000
610182 | STUART TRANSPORT MEDIUM | 500 grm | 230000
610183 | TETRATHIONATE BROTH BASE | 500 grm | 180000
610184 | TERGITOL AGAR BASE | 500 grm | 200000
610185 | TRYPTIC (CTA) MEDIUM | 500 grm | 200000
610186 | VOGEL JOHNSON AGAR | 500 grm | 180000
610187 | VIOLET RED BILE AGAR MUG | 500 grm | 425000
610188 | BLOOD AGAR BASE N. 2 | 500 grm | 180000
610189 | LAURYL PEPTO BROTH | 500 grm | 180000
610190 | KANAMYCIN AESCULIN AZIDE AGAR | 500 grm | 310000
610191 | AMIES TRANSPORT MEDIUM (w/o CHARCOAL) | 500 grm | 210000
610192 | M 17 AGAR | 500 grm | 310000
610193 | TRYPTOSE AGAR | 500 grm | 240000
610194 | PURPLE GLUCOSE AGAR | 500 grm | 200000
610195 | MAC CONKEY AGAR w/o CRYSTAL VIOLET | 500 grm | 210000
610196 | TRYPTIC BILE AGAR | 500 grm | 260000
610197 | TRYPTOPHAN BROTH | 500 grm | 350000
610198 | DEXTROSE TRYPTONE AGAR | 500 grm | 250000
610199 | m-CP AGAR BASE | 500 grm | 280000
610200 | CAMPYLOBACTER KARMALI AGAR BASE | 500 grm | 260000
610202 | O.G.Y.E. AGAR | 500 grm | 180000
610203 | SABOURAUD CAF AGAR | 500 grm | 180000
610205 | DNase TEST AGAR | 500 grm | 320000
610206 | TRYPTONE WATER | 500 grm | 180000
610207 | CLOSTRIDIUM PERFRINGENS AGAR BASE | 500 grm | 270000
610208 | LETHEEN BROTH BASE | 500 grm | 130000
610210 | BILE AESCULIN AGAR | 500 grm | 340000
610215 | TRIBUTYRIN AGAR BASE | 500 grm | 290000
610216 | BOLTON BROTH | 500 grm | 780000
610217 | NUTRIENT BROTH N.2 | 500 grm | 290000
610218 | MUELLER HINTON BROTH | 500 grm | 180000
610220 | m-ENDO BROTH | 500 grm | 227000
610221 | ANTIBIOTIC TEST MEDIUM | 500 grm | 300000
610223 | MAC CONKEY AGAR w/o Salt | 500 grm | 160000
610224 | TBX Agar | 500 grm | 1140000
610229 | ANTIBIOTIC MEDIUM E | 500 grm | 260000
610231 | LISTERIA OXFORD AGAR BASE | 500 grm | 350000
610233 | TRYPTOSE BROTH | 500 grm | 230000
610234 | WL NUTRIENT AGAR | 500 grm | 290000
610235 | MANNITOL MOTILITY TEST MEDIUM | 500 grm | 333000
610236 | MOTILITY INDOLE UREA AGA R (M.I.U.) | 500 grm | 290000
610237 | DRBC AGAR BASE | 500 grm | 310000
610238 | DICHLORAN GLYCEROL(DG18)AGAR BASE | 500 grm | 320000
610239 | MULLER KAUFFMANN TETRATHIONATE BROTH BASE | 500 grm | 230000
610240 | COLIFORM MEDIUM | 500 grm | 360000
610241 | TRYPTONE SOYA YEAST EXTRACT B. | 500 grm | 230000
610245 | LB AGAR | 500 grm | 230000
610247 | Lauryl Sulfate Tryptose Broth Modified (m-LST) ISO 22964 | 500 grm | 260000
610300 | APT AGAR | 500 grm | 300000
610301 | BISMUTH SULPHITE AGAR | 500 grm | 540000
610302 | CASEIN PEPTONE LECITHIN POLISORBATE B. BASE | 500 grm | 340000
610303 | LYSINE DECARBOXYLASE BROTH | 500 grm | 333000
610304 | OF BASAL MEDIUM | 500 grm | 333000
610305 | ORNITHINE DECARBOXYLASE BROTH | 500 grm | 410000
610306 | ARGININE DECARBOXYLASE BROTH | 500 grm | 390000
610307 | ORANGE SERUM BROTH | 500 grm | 333000
610308 | PHENOL RED AGAR BASE | 500 grm | 330000
610309 | PSEUDOMONAS AGAR F | 500 grm | 333000
610310 | PSEUDOMONAS AGAR P | 500 grm | 333000
610311 | UREA BROTH | 500 grm | 300000
610312 | ACETAMIDE AGAR | 500 grm | 300000
610313 | ACETAMIDE BROTH | 500 grm | 300000
610314 | ANTIBIOTIC AGAR N.1 | 500 grm | 310000
610315 | ANTIBIOTIC AGAR N.11 | 500 grm | 300000
610316 | ANTIBIOTIC BROTH N.3 | 500 grm | 320000
610317 | PA (Presence/Absence) BROTH | 500 grm | 333000
610318 | LITMUS MILK | 500 grm | 330000
610319 | PFIZER SELECTIVE ENTEROCOCCUS AGAR | 500 grm | 410000
610320 | ANAEROBIC AGAR (BREWER) | 500 grm | 300000
610321 | BROMOCRESOL PURPLE AZIDE BROTH | 500 grm | 300000
610322 | NITRATE BROTH | 500 grm | 333000
610323 | WORT AGAR | 500 grm | 333000
610324 | BUFFERED LISTERIA ENRICHMENT BROTH | 500 grm | 180000
610325 | LPT DILUTION BROTH BASE | 500 grm | 280000
610326 | LISTERIA ENRICHMENT B.BASE (Lovett) | 500 grm | 280000
610328 | LETHEEN BROTH BASE MODIFIED ISO 21149 | 500 grm | 330000
610329 | COSMETIC DILUENT OF BEERENS | 500 grm | 300000
610330 | NEUTRALIZING FLUID E.P. | 500 grm | 290000
610331 | DIAGNOSTIC SENSITIVITY TEST AGAR (D.S.T.) | 500 grm | 320000
610332 | E.C. BROTH MUG | 500 grm | 420000
610333 | NUTRIENT AGAR MUG | 500 grm | 480000
610335 | Buffered NaCl Peptone Solution pH 7.0 | 500 grm | 200000
610336 | Violet Red Bile Agar w Lactose, Glucose | 500 grm | 270000
610338 | Baird Parker Agar Base acc. to EP | 500 grm | 300000
610340 | REINFORCED CLOSTRIDIAL MEDIUM | 500 grm | 340000
610341 | EUGON BROTH | 500 grm | 370000
610342 | BUFFERED YEAST EXTRACT BROTH | 500 grm | 1160000
610343 | MANNITOL SALT BROTH | 500 grm | 180000
610345 | THERMOACIDURANS AGAR | 500 grm | 320000
610346 | PE-2 BROTH | 500 grm | 333000
610347 | ACID BROTH | 500 grm | 260000
610348 | MALT EXTRACT BROTH MODIFIED | 500 grm | 250000
610349 | TSYE AGAR (Tryptic Soy Yeast Extract Agar) | 500 grm | 230000
610350 | TRIPLE SUGAR IRON AGAR (TSI) | 500 grm | 200000
610351 | XYLOSE LYSINE DEOXYCHOLATE AGAR XLD | 500 grm | 240000
610352 | MODIFIED TRYPTONE SOYA BROTH (mTSB) | 500 grm | 300000
610353 | CHAPMAN STONE MEDIUM | 500 grm | 200000
610356 | BRUCELLA BROTH | 500 grm | 270000
610358 | LACTOSE SULFITE BROTH | 500 grm | 350000
610359 | GLUCOSE SALT TEEPOL BROTH | 500 grm | 250000
610360 | LACTOSE GELATIN MEDIUM | 500 grm | 260000
610361 | BAT AGAR | 500 grm | 290000
610362 | CHINA-BLUE LACTOSE AGAR | 500 grm | 440000
610363 | YEAST EXTRACT SODIUM LACTATE MEDIUM | 500 grm | 440000
610364 | Tryptose Phosphate Broth | 500 grm | 320000
610366 | Gassner Agar | 500 grm | 580000
610369 | Yersinia ITC Broth Base | 500 grm | 460000
610370 | Yersinia PSB Broth | 500 grm | 360000
610371 | Motility Nitrate CP Medium | 500 grm | 430000
610372 | Cooked Meat Medium | 500 grm | 1081000
610373 | Brilliant Green Agar w/ Sulfadiazine | 500 grm | 330000
610374 | Tryptic Soy Agar w/ 1% NaCl | 500 grm | 180000
610375 | Fraser Broth Base | 500 grm | 290000
610376 | Dextrose Tryptone Broth | 500 grm | 320000
610377 | Alkaline Saline Peptone Water ISO | 500 grm | 180000
610378 | TOS Propionate Agar Base | 500 grm | 600000
610379 | Membrane Lactose Glucuronide Agar (MLGA) | 500 grm | 1080000
610380 | Microbial Content Test Broth Base | 500 grm | 290000
610381 | INOCULUM SOLUTION HACCP SYSTEM | 500 grm | 500000
610382 | Water Detect Coliforms | 500 grm | 110000
610385 | Nutrient Agar modified | 500 grm | 240000
610386 | Amos Kont Jones Medium | 500 grm | 150000
610387 | Bismuth Sulphite Agar ISO 6579-1 | 500 grm | 580000
610388 | Glucose OF Medium ISO 21528 | 500 grm | 360000
610389 | Cronobacter Selective Broth | 500 grm | 360000
610390 | Chromatic Cronobacter Isolation Agar | 500 grm | 2370000
610392 | Acetamide Broth ISO 16266 | 500 grm | 300000
610393 | Nutrient Broth No. 2 ISO 10272-1 | 500 grm | 360000
610394 | Brilliant Green Agar w/ Sulfapyridine | 500 grm | 330000
610395 | Eugon LT 100 Broth | 500 grm | 450000
610396 | Mineral Modified Glutamate Medium | 500 grm | 430000
610397 | C-EC MF Agar | 500 grm | 1320000
610398 | Malt Extract Agar w/o Glycerol | 500 grm | 390000
610399 | DRBC Agar modified | 500 grm | 310000
610491 | SKIM MILK | 500 grm | 180000
610492 | POLYPEPTONE | 500 grm | 290000
610495 | BRAIN HEART INFUSION | 500 grm | 630000
610496 | ACID HYDROLYSATE OF CASEIN | 500 grm | 390000
610497 | BEEF EXTRACT | 500 grm | 200000
610498 | LACTOSE TTC Agar | 500 grm | 180000
610500 | RICE STARCH | 500 grm | 227000
610501 | VRE Agar Base | 500 grm | 420000
610503 | LAURYL SULPHATE AGAR | 500 grm | 350000
610505 | M 17 BROTH | 500 grm | 330000
610506 | CYSTINE HEART AGAR | 500 grm | 650000
610601 | O.A. LISTERIA AGAR | 500 grm | 1100000
610602 | CHROMATIC EC X-GLUC AGAR | 500 grm | 1140000
610610 | Chromatic Coli Coliform | 500 grm | 1440000
610611 | CHROMATIC SALMONELLA | 500 grm | 1700000
610612 | Chromatic Detection | 500 grm | 1140000
610613 | CHROMATIC CANDIDA | 500 grm | 1910000
610614 | CHROMATIC E.COLI O157 | 500 grm | 1560000
610615 | CHROMATIC MRSA | 500 grm | 850000
610616 | CHROMATIC STAPH AUREUS | 500 grm | 850000
610617 | CHROMATIC STREPTO B | 500 grm | 1700000
610618 | LISTERIA FRASER BROTH II | 500 grm | 250000
610620 | PLATE COUNT AGAR w/o DEXTROSE | 500 grm | 200000
610623 | Enterobacter (Cronobacter) sakazakii Isolation Agar | 500 grm | 2340000
610625 | SABOURAUD CAF (50 mg/L) AGAR | 500 grm | 210000
610627 | Mueller Hinton II Agar | 500 grm | 260000
610628 | Chromatic Bacillus Cereus | 500 grm | 1135000
610629 | CHROMATIC ESBL | 500 grm | 1350000
610630 | Chromatic Coliform Agar ISO | 500 grm | 1950000
610633 | Chromatic Vibrio | 500 grm | 750000
610701 | Tryptic Soy Broth VEG | 500 grm | 150000
610702 | Buffered Peptone Water VEG | 500 grm | 150000
610703 | Maximum Recovery Diluent VEG | 500 grm | 180000
610704 | Lactose Broth VEG | 500 grm | 180000
610705 | Buffered NaCl Peptone Solution pH 7.0 VEG | 500 grm | 210000
611000 | SODIUM CHLORIDE | 500 grm | 180000
611001 | AGAR | 500 grm | 200000
611002 | GELATIN BACTERIOLOGICAL | 500 grm | 180000
611003 | SODIUM SELENITE | 500 grm | 280000
611004 | TRYPTONE | 500 grm | 180000
611005 | YEAST EXTRACT | 500 grm | 150000
611006 | MALT EXTRACT | 500 grm | 120000
611007 | CAMPYLOBACTER AGAR BASE | 500 grm | 200000
611008 | TRYPTOSE | 500 grm | 270000
611010 | TCBS AGAR | 500 grm | 170000
611011 | ENDO AGAR LES | 500 grm | 235000
611012 | m-FC AGAR BASE | 500 grm | 180000
611014 | BUFFERED PEPTONE WATER | 500 grm | 150000
611015 | SIERRA LIPOLYTIC AGAR | 500 grm | 210000
611016 | YEAST EXTRACT AGAR | 500 grm | 180000
611017 | Mannitol | 500 grm | 210000
611020 | MITIS SALIVARIUS AGAR | 500 grm | 230000
611021 | HEART INFUSION BROTH | 500 grm | 200000
611202 | LACTOSE BROTH | 500 grm | 180000
611203 | SABOURAUD CAF (1g/l) AGAR | 500 grm | 270000
611214 | NUTRIENT GELATIN | 500 grm | 200000
611265 | ISOSENSITEST AGAR | 500 grm | 100000
611365 | E.V.A.BROTH(ETHYL VIOL.AZIDE) | 500 grm | 180000
611366 | STAPHYLOCOCCUS 110 AGAR | 500 grm | 510000
611367 | BILE BACTERIOLOGICAL | 500 grm | 630000
611401 | IRON SULPHITE AGAR | 500 grm | 200000
611402 | CARY BLAIR TRANSPORT MEDIUM | 500 grm | 300000
611502 | CASEIN PEPTONE | 500 grm | 220000
611503 | GELATINE PANCREATIC PEPTONE | 500 grm | 350000
611601 | GLUCOSE | 500 grm | 180000
611602 | Maltose | 500 grm | 210000
611618 | CHROMATIC MH | 500 grm | 1350000
611619 | CHROMATIC CRE | 500 grm | 1890000
611701 | PEPTONE BACTERIOLOGICAL | 500 grm | 220000
611706 | HEMOGLOBIN | 500 grm | 1500000
611801 | SUCROSE | 500 grm | 180000
611901 | BILE SALT N.3 | 500 grm | 780000
612001 | LIVER EXTRACT | 500 grm | 180000
612101 | PEPTONE MYCOLOGICAL | 500 grm | 280000
612201 | PROTEOSE PEPTONE | 500 grm | 200000
612202 | STREPTOCOCCUS SELECTIVE AGAR | 500 grm | 420000
612203 | STREPTOCOCCUS BROTH | 500 grm | 300000
612401 | SODIUM DESOXYCHOLATE | 500 grm | 1860000
612501 | SOY PEPTONE | 500 grm | 180000
614-0314 | Hydrometer,bs718 m50,low,0.950 to 1.000 density | Each | 555900
620-0807 | Thermometer rdsprt -1/101c | each | 688500
620613 | Chromatic Candida | 100 g of powder | 450000
620630 | Chromatic Coliform Agar ISO | 100 grm | 500000
62091 | TOTAL T3 - VEDALAB | EACH | 170000
621000 | SODIUM CHROLIDE | 100grm | 80000
62344-902-34 | QC Timer | Each | 140000
63300107 | Deep-Well Plates 96-Round Well, U-Bottom, Clear, Pre-Sterile | 5/PK | 238680
650505 | Cysricercosis Test | 5 x 96Test | 9283000
66107 | Biohazards Autoclave bag, 415x600mm,Red,Printed - medium | 10L Each | 1000
66108 | Biohazards Autoclave bag, 610x810mm,Red,Printed - Bags Large | each | 1800
66109 | Biohazards Autoclave bag, 610x810mm,White,Printed - Bags Large | Capacity 20L | 1800
662-1486 | SevenExcellence™ S470/S475 | Each | 22890000
665-0309 | Multi-Parameter Meter (pH | each | 8757000
665-0499P | MD 8000 L multi-parameter pH meter | PC | 4294009
68093 | CA 15-3 | 20 TEST | 200000
68902 | HEXAGON hCG 1-STEP Urine | Pack of 60 | 227700
69024 | Bromeline | 100mls | 90000
69093 | CA 19-9 VEDALAB | 20 TEST | 200000
691006 | Microplate reader Sunrise | each | 60556000
6925A05 | ASSAY PLATE, MaxiSorp, Flat Bottom, 96 x 0.4 mL | CS/60 | 2142400
69285 | UNSENSITIZED TUBES | 1x2000 | 326357
70028 | Escherichia coli NCTC 12923 | 5 Pelletes | 500000
70034 | Pseudomonas aeruginosa NCTC 12924 | 5 Pellete | 500000
70037 | Salmonella enterica subsp. enterica serovar Typhimurium NCTC 12023 | 5 pellets | 500000
70039 | Staphylococcus aureus NCTC 12493 | 5 Pellete | 500000
70044 | Staphylococcus aureus NCTC 10788 | 5 Pelletes | 550000
70047 | Streptococcus pneumoniae NCTC 12977 | NR 5 pellets | 500000
70056 | Vibrio parahaemolyticus NCTC 10903 | 5 Pelletes | 0
70083 | Proteus mirabilis NCTC 11938 | 5 PELLET | 500000
70085 | Listeria monocytogenes NCTC 10527 | 5 Pelletes | 0
70089 | Klebsiella pneumoniae subsp. pneumoniae NCTC 9633 | 5 pellets | 500000
70159 | Citrobacter freundii NCTC 9750 | 5 Pellets | 500000
70163 | Escherichia coli NCTC 11954 | 5 Pellets | 500000
70173 | Enterococcus faecalis NCTC 13379 | 5 Pellets | 500000
70174 | Acinetobacter baumannii ATCC ® 19606 | 5 pellets | 750000
70203 | Geobacillus stearothermophilus NCTC 10007 | 5 pellets | 500000
70402 | TDA REAGENT | each | 150000
70422 | VP1 VP2 REAGENTS | Each | 200000
70442 | NIT1 NIT2 REAGENTS | Kit | 320000
704934 | ZYM B X2 & ZYM A X2 | Each | 180000
70520 | EHR (EHRLICH) 1AMP | 1AMP | 80000
70542 | JAMES 2AMP | Each | 180000
71025 | Anti-A1 (ABO4) Lectine | 5mls | 90000
72091 | D-DIMER-VEDALAB | EACH | 190000
73091 | TOTAL T4 - VEDALAB | EACH | 170000
732-0801 | Reinin Sterile aerosol pipette tips Dnase/Rnase free 100-1200ul | 96/pc | 52000
732-2542 | VWR® PCR Workstation, work surface (W×D): 720×540 mm, UK-plug | Each | 20005800
7340-33-3 | Insect Rearing Chambers (IRC) Preventive Maintenance Inspection(PMI) | Unit | 9200000
74093 | CA-125 VEDALAB | 20 TEST | 200000
740_952.50 | NucleoSpin Tissue, 50 preps for the isolation of genomic DNA from tissue | 50 Preps | 0
75003623 | CLINIConic® 30x15 ml centrifuge rotor | each | 8552180
75005709 | HIGHConic III Centrifuge Rotors | each | 16632980
75007204 | Thermo Scientific Sorvall ST8R Refrigeration Centrifuge | each | 47609380
75007208 | Sorvall™ ST8 FR Floor-Standing Refrigerated Centrifuge | each | 32713000
75784-800 | Prolex™Staph Latex Test Reagent Kit | 100T | 1488000
760-11ABK | PROSPHYG Aneroid Sphyg | each | 18000
76010 | SensiTest Gram-negative | 20 tests | 230000
76020 | SensiTest Gram-positive | 20 tests | 230000
76031 | SensiQuattro Gram-negative | 20 tests | 580000
76032 | SensiQuattro Gram-positive | 20 tests | 580000
76491-570 | Reagent Reservoirs | Box of 100 | 320760
76628-758 | Bacto™ TC Lactalbumin hydrolysate, animal | 500G | 1368000
7733T96 | TIP 5ML RCK | 54 X 5 PK270 | 850000
8-5-3 | Oxygen flow meter | Each with Acces | 300000
80009 | IODINE MKTT SOLUTION | 10/pack | 122056
80010 | XLT4 supplement | 2 x 50 mL | 238320
800122 | Mercury Free Min/Max wall Thermometer | each | 122000
80110 | Urea 40% Supplement 100mls | Bottle of 100mls | 65000
80125 | Egg Yolk Tellurite Emulsion | 6 bottles x 100 mL | 650000
80271 | Kovac‘s Reagent 100mls | 4x25mls | 90000
80272 | Phenylalanine Reagent | Each | 0
80281 | Voges-Proskauer VP (KOH) Reagent | 5 Vial of 10mls | 230000
80292 | Urea 40% Supplement 10x5mls | 10 Vials of 5mls | 60000
80300 | TTC 1% supplement | pack of 5x10mls | 70000
80300/1 | TTC 1% supplement 10mls | 10mls | 20000
80400 | Mc Farland 0.5 Bariu, Sulphate Standards | Each | 150000
80405 | McFARLAND STANDARD SET | Box | 590000
80538 | INNO LIA HCV SCORE | KIT | 5850000
80540 | INNO LIA HIV SCORE | KIT | 3150000
8091 | PSA - VEDALAB | EACH | 190000
81003 | Brucella Selective supplement | 10 Vials | 240000
81017 | Chloramphenicol supplement | kit | 130000
81021 | Novobiocin supplement | 10 vials | 224840
81023 | Vitalex growth supplement | 10 vials | 150000
81024 | V.C.N.T. supplement | 10 vials | 150000
81027 | Listeria Oxford supplement | 10 Vials | 150000
81073 | Novobiocin MKTT Supplement | 10/pkt | 190000
81082 | Cefixime tellurite supplement | 10 vials | 130000
81221 | Cylindrical Bottom Test Tube 5mls, 12x75mm | 1000PCS | 40000
81629 | Listeria Oxford w CEF-FOS-COL-CYC-ACR supplement | 10 Vials | 390000
829000P | Hydrogen Peroxide 3% - 10 Vol) | 250Mls | 60000
831398 | Rad-sure™ XR 25 Gy blood irradiation ndicators | 200 pcs | 0
85270 | Sterile Swab in Envelope | POF 100 | 100000
861006 | PIPETTOR STANDS IN ABS | PC | 50000
87002 | VP Strips | 10x2x2.5 mL | 230000
87003 | H2O2 / Catalase Reagent Droppers | 20 bottles (1mls) | 160000
87009 | Methyl Red Droppers - Minimum quantity: 10 | 20 bottles x 2.5 mL | 1880000
88005 | ONPG Test | 30 tubes | 80000
88011 | Urea Rapid Test | 30 Test | 80000
88017 | Indole Test | 30 tests | 64000
88021 | CAMP Test - S | 30 Tests | 100000
88023 | Catalase/ Oxy Test | 30 Test | 130000
88027 | Camp Test-R | 30T | 100000
88029 | Oxidase test Stick | 50 Tests | 100000
88030 | Coagulase Test | 40 Test | 140000
88033 | Beta Lactamase Test | 30 Tests | 180000
88034 | Peptidase A Stick (PYR Reagent) | 30 Tests | 90000
88040 | C390 | 50 Discs | 200000
88042 | Citrate Test | 30 Test | 170000
88870005 | Thermo Scientific™ Digital Dry Baths/Block Heaters | each | 3616000
88870104 | Dry Bath/Block Heater/Holds 28 x 2.0mL Diameter Tube | each | 432000
88871101 | Compact Dry Bath/ Holds 24 x 0.2ml Tubes | each | 221000
89024 | Candida albicans ATCC ® 10231 | 5 pellets | 750000
89026 | Enterococcus faecalis ATCC Â® 29212 | 5 PELLET | 750000
89027 | Escherichia coli ATCC Â® 25922 | PELLET | 750000
89028 | Escherichia coli ATCC ® 8739 | 5 pellets | 750000
89033 | Pseudomonas aeruginosa ATCC ® 27853 | 5 pellets | 750000
89034 | Pseudomonas aeruginosa ATCC ® 9027 | 5 pellets | 750000
89036 | Saccharomyces cerevisiae NCTC 10716 | 5 pellets | 500000
89037 | Salmonella typhimurium ATCC ® 14028 | 5 pellets | 750000
89038 | Shigella flexneri ATCC ® 12022 | 5 pellets | 750000
89040 | Staphylococcus aureus ATCC ® 25923 | 5 pellets | 750000
89041 | Staphylococcus aureus ATCC Â® 29213 | PELLET | 750000
89042 | Staphylococcus aureus ATCC ® 33862 | 5 pellets | 750000
89044 | Staphylococcus aureus ATCC ® 6538 | 5 pellets | 750000
89047 | Streptococcus pneumoniae ATCC 49619 | 5 Pellete | 750000
89048 | Streptococcus pyogenes ATCC ® 19615 | 5 pellets | 750000
89049 | Proteus mirabilis ATCC ® 12453 | 5 pellets | 750000
89056 | Vibrio parahaemolyticus ATCC ® 17802 | 5 pellets | 750000
89063 | Streptococcus pneumoniae ATCC ® 27336 | 5 pellets | 750000
89067 | Tip clear 0.1 - 20 μl, | Box (96x5) | 303091.41
89074 | Neisseria gonorrhoeae ATCC ® 19424 | 5 pellets | 750000
89076 | Haemophilus influenzae ATCC ® 49766 | 5 pellets | 750000
89077 | Haemophilus influenzae ATCC ® 49247 | 5 pellets | 750000
89085 | Listeria monocytogenes ATCC ® 13932 | 5 pellets | 750000
89104 | Neisseria gonorrhoeae ATCC ® 49226 | 5 pellets | 750000
89156 | Enterobacter aerogenes ATCC ® 13048 | 5 pellets | 750000
89159 | Citrobacter freundii ATCC 8090 | 5 Pellet | 550000
89163 | Escherichia Coli ATCC35218 | 5 Pellet | 750000
89164 | Neisseria meningitidis ATCC ® 13090 | 5 pellets | 750000
89173 | Enterococcus faecalis ATCC ® 51299 | 5 pellets | 750000
89199 | Klebsiella pneumoniae subsp. pneumoniae ATCC ® 31488 | 5 pellets | 750000
9001 | Nalidixic acid NA 30 µg | 50 Disc | 14000
9002 | Oxolinic acid OA 2 µg | 50 Disc | 14000
9003 | Pipemidic acid PI 20 µg | 50 Disc | 14000
9004 | Amikacin AK 30 µg | 50 Disc | 14000
9004/2 | Amikacin AK 30 µg [1 x 250 Discs] | 1x250 Discs | 65000
9005 | Amoxicillin AML 30 µg | 50 Disc | 14000
9005/2 | Amoxicillin AML 30 µg [1 x 250 Discs] | 1 x 250 Discs | 65000
9006 | Ampicillin AMP 10 µg | 50 Disc | 14000
9006/2 | Ampicillin AMP 10 Âµg [POF 250 Discs] | 250 Discs | 65000
9007 | Azlocillin AZL 75 µg | 50 Disc | 14000
9008 | Aztreonam ATM 30 µg | 50 Disc | 14000
9009 | Carbenicillin CAR 100 µg | 50 Disc | 14000
9010 | Cefaclor CEC 30 µg | 50 Disc | 14000
9010/1 | Cefaclor CEC 30 µg [ 1 x 50 Discs ] | 50 Discs Cartridge | 0
90108519 | SBio Nigrosin / Indian Ink | Bottle | 40000
9011 | Cephalexin CL 30 µg | 50 Disc | 14000
9011/2 | Cephalexin CL 30 Âµg | 250 Discs | 65000
9013 | Cephalothin KF 30 µg | 50 Disc | 14000
9014 | Cefamandole MA 30 µg | 50 Disc | 14000
9015 | Cefazolin KZ 30 µg | 50 Disc | 14000
90151010 | SBIO ANTI-D (lgG) 10ML | 100T | 40000
9016 | Cefoperazone CFP 30 µg | 50 Disc | 14000
9017 | Cefotaxime CTX 30 µg | 50 Disc | 14000
9017/2 | Cefotaxime CTX 30 Âµg [POF 250 Discs] | 250 Discs | 65000
9018 | Cefoxitin Fox 30 µg | 50 Disc | 14000
9018/2 | Cefoxitin Fox 30 Âµg [POF 250 Discs] | 250 Discs | 65000
90189032 | SINGLE PAN BALANCE (Dual Component Measuring System) | Piece | 0
9019 | Ceftazidime CAZ 30 µg | 50 Disc | 14000
9019/2 | Ceftazidime CAZ 30 Âµg [POF 250 Discs] | 250 Discs | 65000
9020 | Ceftriaxone CRO 30 µg | 50 Disc | 14000
9020/2 | Ceftriaxone CRO 30 Âµg [POF 250 Discs] | 250 Discs | 65000
9021 | Cefuroxime CXM 30 µg | 50 Disc | 14000
9022 | Chloramphenicol C 30 µg | 50 Disc | 14000
9022/2 | Chloramphenicol C 30 Âµg [POF 250 Discs] | 250 Discs | 65000
9023 | Colistin sulfate CS 10 µg | 50 Disc | 14000
9024 | Erythromycin E 15 ug | 50 Disc | 14000
9024/2 | Erythromycin E 15 ug [1 x 250 Discs] | POF 250 Discs | 65000
9025 | Fosfomycin FOS 50 µg | 50 Disc | 14000
9026 | Gentamicin CN 10 µg | 50 Disc | 14000
9026/2 | Gentamicin CN 10 Âµg [POF 250 Discs] | POF 250 | 65000
9027 | Kanamycin K 30 µg | 50 Disc | 14000
9028 | Lincomycin MY 2 µg | 50 Disc | 14000
90280002 | SBIO Monospecific COOMB Sera (lgG) 2ML | 20T | 20000
9029 | Methicillin MET 5 µg | 50 Disc | 14000
9030 | Minocycline MN 30 µg | 50 Disc | 14000
9031 | Ampicillin-sulbactam AMS 20 µg | 50 Disc | 14000
9032 | Neomycin N 30 µg | 50 Disc | 14000
9033 | Netilmicin NET 30 µg | 50 Disc | 14000
9034 | Nitrofurantoin F 300 µg | 50 Disc | 14000
9034/2 | Nitrofurantoin F 300 Âµg [POF 250 Discs] | 250 Discs | 65000
90340024 | SBIO Card ABO 24cards | 24 Cards/ Test | 55000
9035 | Norfloxacin NOR 10 µg | 50 Disc | 14000
9036 | Oxacillin OX 1 µg | 50 Disc | 14000
9036/2 | Oxacillin OX 1 µg [1 x 250 Discs] | 1 X 250 Discs | 65000
9037 | Penicillin G P 10 IU | 50 Disc | 14000
9037/2 | Penicillin G P 10 IU [1 x 250 Discs] | 1 x 250 Discs | 65000
9038 | Piperacillin PRL 100 µg | 50 Disc | 14000
9038/2 | Piperacillin PRL 100 µg [1 x 250 Discs] | 1 x 250 Discs | 65000
9039 | Rifampicin RD 30 µg | 50 Disc | 14000
9040 | Streptomycin S 10 µg | 50 Disc | 14000
9041 | Sulfafurazole SF 300 µg | 50 Disc | 14000
90410100 | RF DIRECT LATEX (RHEMATOID FACTOR) | KIT 100 TESTS | 40000
9042 | Trimethoprim-sulfamethoxazole SXT 25 µg | 50 Disc | 14000
9042/2 | Trimethoprim-sulfamethoxazole SXT 25μg (Co-trimoxazole) | 1x250 Disc's | 65000
9043 | Tetracycline TE 30 µg | 50 Disc | 14000
9043/2 | Tetracycline TE 30 Âµg [POF 250 Discs] | 250 Discs | 65000
90430100 | SBIO AS DIRECT LATEX 100 TEST (ASOT) | POF 100 T | 35000
9044 | Tobramycin TOB 10 µg | 50 Disc | 14000
9045 | Vancomycin VA 30 µg | 50 Disc | 14000
9045/2 | Vancomycin VA 30 Âµg [POF 250 Discs] | 250 Discs | 65000
9046 | Sisomycin SIS 30 µg | 50 Disc | 14000
9047 | Clindamycin CD 2 ug | 50 Disc | 14000
9047/2 | Clindamycin CD 2 ug [POF 250 Discs] | 250 Discs | 65000
9048 | Amoxicillin-clavulanic acid AUG 30 µg | 50 Disc | 14000
9048/2 | Amoxicillin-clavulanic acid AUG 30 Âµg [POF 250 Discs] | 250 Discs | 65000
9049 | Fusidic acid FC 10 µg | 50 Disc | 14000
9050 | Teicoplanin TEC 30 µg | 50 Disc | 14000
9051 | BACITRACIN BA 10 IU | 50 Disc | 14000
9051/2 | Bacitracin BA 10 IU [POF 250 Discs] | 250 Discs | 65000
9052 | CEFADROXIL CDX 30 µg | 50 Disc | 14000
90520025 | SBIO WIDAL TEST | KIT | 11000
9053 | CEFSULODIN CSD 30 µg | 50 Disc | 14000
9054 | CEFTIZOXIME CZX 30 µg | 50 Disc | 14000
9055 | CEPHRADINE CE 30 µg | 50 Disc | 14000
9056 | CIPROFLOXACIN CIP 5 µg | 50 Disc | 14000
9056/2 | Ciprofloxacin CIP 5 Âµg [POF 250 Discs] | 250 Discs | 65000
90561005/2005/ | SBio Brucella Reagent (Latex Kit) | KIT | 40000
9057 | CINOXACIN CIN 100 µg | 50 Disc | 14000
9058 | CLOXACILLIN CX 5 µg | 50 Disc | 14000
9058/2 | Cloxacillin CX 5 Âµg [POF 250 Discs] | 250 Discs | 65000
90582050 | SBIO Staphy Latex Test 50T | 50 Tests | 35000
9059 | DOXYCYCLINE DXT 30 µg | 50 Disc | 14000
9059/2 | Doxycycline DXT 30 Âµg | 250 Discs | 65000
9060 | ROXITHROMYCIN RXT 15 µg | 50 Disc | 14000
9061 | ERTAPENEM ETP 10 µg | 50 Disc | 14000
9062 | MEZLOCILLIN MEZ 75 µg | 50 Disc | 14000
9063 | NOVOBIOCIN NO 30 µg | 50 Disc | 14000
9063/2 | Novobiocin NO 30 Âµg [POF 250 Discs] | 250 Discs | 65000
9064 | CEFPODOXIME PX 10 µg | 50 Disc | 14000
9065 | OXYTETRACYCLINE OT 30 µg | 50 Disc | 14000
9066 | POLYMYXIN B PB 100 IU | 50 Disc | 14000
9067 | SPECTINOMYCIN SPC 100 µg | 50 Disc | 14000
9068 | MEROPENEM MRP 10 µg | 50 Disc | 14000
9068/2 | Meropenem MRP 10 Âµg | 250 Discs | 65000
9069 | FLUCONAZOLE FLU 100 µg | 50 Disc | 20000
9070 | TICARCILLIN TC 75 µg | 50 Disc | 14000
9071 | AMPHOTERICIN B AMB 20 µg | 50 Disc | 20000
9072 | ECONAZOLE ECN 10 µg | 50 Disc | 20000
9073 | FLUCYTOSINE AFY 1 µg | 50 Disc | 20000
9074 | GRISEOFULVIN AGF 10 µg | 50 Disc | 20000
9075 | KETOCONAZOLE KCA 10 µg | 50 Disc | 20000
9076 | METRONIDAZOLE MTZ 5 µg | 50 Disc | 14000
9077 | MICONAZOLE MCL 10 µg | 50 Disc | 20000
9078 | NYSTATIN NY 100 IU | 50 Disc | 20000
9079 | IMIPENEM IMI 10 µg | 50 Disc | 25000
9079/2 | Imipenem IMI 10 Âµg [POF 250 Discs] | 250 Discs | 140000
9080 | OFLOXACIN OFX 5 µg | 50 Disc | 14000
9081 | CEFOTETAN CTT 30 µg | 50 Disc | 14000
9082 | TYLOSIN TY 30 µg | 50 Disc | 14000
9083 | TRIMETHOPRIM TM 2.5 µg | 50 Disc | 14000
9084 | SULFAMETHOXAZOLE SMX 50 µg | 50 Disc | 14000
9085 | Imipenem+Phenylboronic acid IMI+BO | 50 Disc | 185000
9086 | IMIPENEM+CLOXACILLIN IMI+CL | 50 Disc | 185000
9087 | EDTA ED | 50 Disc | 185000
9088 | SPIRAMYCIN SP 100 µg | 50 Disc | 16000
9089 | CEFIXIME CFM 5 µg | 50 Disc | 14000
9090 | Daptomycin DAP 30 µg | 50 Disc | 14000
9091 | PEFLOXACIN PEF 5 µg | 50 Disc | 14000
9091-VD | PROLAC - VEDA.LAB (PROLACTIN) | KIT | 170000
9093 | DICLOXACILLIN DCX 1 µg | 50 Disc | 14000
9094 | TIAMULIN T 30 µg | 50 Disc | 20000
9096 | TICARCILLIN-CLAVUL.Ac. TTC 85 µg | 50 Disc | 20000
9096/2 | Ticarcillin-Clavulanic Acid TTC 85 μg | POF 250 | 80000
9097 | CLOTRIMAZOLE CLO 50 µg | 50 Disc | 20000
9098 | CLARITHROMYCIN CLR 15 µg | 50 Disc | 14000
9099 | FURAZOLIDON FR 50 µg | 50 Disc | 14000
9099/1 | Furazolidone FR 50 Âµg | 50 Discs | 20000
9100 | Piperacillin-tazobactam TZP 110 µg | 50 Disc | 14000
9100/2 | Piperacillin-tazobactam TZP 110 µg [1 x 250 Discs] | POF 250 Discs | 65000
9101 | CEFTIBUTEN CTB 30 µg | 50 Disc | 14000
9102 | LEVOFLOXACIN LEV 5 µg | 50 Disc | 14000
9103 | MOXIFLOXACIN MXF 5 µg | 50 Disc | 14000
9104 | CEFEPIME FEP 30 µg | 50 Disc | 14000
9104/2 | Cefepime FEP 30 Âµg [POF 250 Discs] | 250 Discs | 65000
9105 | AZITHROMYCIN AZM 15 µg | 50 Disc | 14000
9105/2 | Azithromycin AZM 15 Âµg [POF 250 Discs] | 250 Discs | 65000
9107 | ITRACONAZOLE ITC 50 µg | 50 Disc | 20000
91072 | Composite standard serum(Mid value) for BK200 | 1X5MLS | 182000
91076 | Composite standard serum-High Value | 1x5mls | 182000
9108 | CEFOPERAZONE CFP 75 µg | 50 Disc | 14000
9109 | FOSFOMYCIN FOS 200 µg | 50 Disc | 14000
9110 | TRIMETHOPRIM TM 5 µg | 50 Disc | 14000
91100B | 4-way Microtube rack, Blue color | Each | 40000
9111 | FUSIDIC ACID FC 30 µg | 50 Disc | 14000
9112 | CEFPROZIL CPR 30 µg | 50 Disc | 14000
9113 | LOMEFLOXACIN LOM 10 µg | 50 Disc | 14000
9115 | AMPICILLIN AMP 2 µg | 50 Disc | 14000
9116 | LINCOMYCIN MY 15 µg | 50 Disc | 14000
9117 | NOVOBIOCIN NO 5 µg | 50 Disc | 14000
9118 | RIFAMPICIN RD 5 µg | 50 Disc | 14000
9119 | METRONIDAZOLE MTZ 50 µg | 50 Disc | 14000
9120 | POLYMYXIN B PB 300 IU | 50 Disc | 14000
91200 | Compact microtube storage box, 100-well | Each | 14000
91200-1 | Disc Dispenser 8 cartridges | each | 1500000
91203 | Disc Dispenser 6 cartridges | Each | 1500000
9121 | FOSFOMYCIN FOS 100 µg | 50 Disc | 14000
9122 | AMPLICLOX (Ampicil.25+Cloxacillin 5)ACL 30 | 50 Disc | 14000
9122/2 | Ampliclox (Ampicil.25+Cloxacillin 5) ACL 30 [1 x 250 Discs] | 1 x 250 Discs | 65000
9124 | GENTAMICIN CN 120 µg | 50 Disc | 14000
9125 | GENTAMICIN CN 30 µg | 50 Disc | 14000
9126 | Sulfonamide S3 300 µg | 50 Disc | 14000
9127 | PENICILLIN G P 2IU | 50 Disc | 14000
9128 | CHLORAMPHENICOL C 10 µg | 50 Disc | 14000
91281 | Compact microtube storage box, 81- well, -80℃ | EACH | 12000
9129 | SULBACTAM SU 20 µg | 50 Disc | 14000
9130 | PENICILLIN G P 1 IU | 50 Disc | 14000
9130/2 | Penicillin G P 1 IU | 250 Discs | 65000
91300 | Cryovial storage box, PC, 100-well, -196℃ | EACH | 16000
9131 | SODIUM FUSIDATE FC 30 µg | 50 Disc | 14000
9132 | SULFAPRIM SXT 50 µg | 50 Disc | 14000
9133 | AMOXICILLIN AML 10 µg | 50 Disc | 14000
9135 | OXACILLIN OX 5 µg | 50 Disc | 14000
9136 | LINEZOLID LNZ 30 µg | 50 Disc | 14000
9137 | AMPHOTERICIN B AMB 10 µg | 50 Disc | 20000
91381-CryoBox | Cryovial storage box, PC, 81-well, -196℃ | EACH | 15000
9139 | ITRACONAZOLE ITC 8 µg | 50 Disc | 20000
9140 | KETOCONAZOLE KCA 15 µg | 50 Disc | 20000
9141 | COLISTIN SULFATE CS 30 IU | 50 Disc | 14000
9143 | CEFEPIME+CLAVULANIC ACID FEL 40 µg CE | 50 Disc | 14000
9144 | CEFOXITIN/CLOXACILLIN FOC 230 µg | 50 Disc | 185000
9145 | CEFTAZIDIME+CLAVULANIC ACID CAL 40 µg | 50 Disc | 14000
9145/2 | Ceftazidime+Clavulanic Acid CAL 40 µg [1 x 250 Discs] | POF 250 | 65000
9146 | CLINDAMYCIN CD 10 µg | 50 Disc | 14000
91460 | Snap-together test tube rack, 60-well | 60 well | 10000
9147 | TIGECYCLINE TGC 15 µg | 50 Disc | 14000
9148 | FLUCYTOSINE AFY 10 µg | 50 Disc | 20000
9150 | SULFADIAZINE SUZ 300 µg | 50 Disc | 14000
9151 | AMOXICILLIN AML 2 µg | 50 Disc | 14000
9152 | CEFOTAXIME CTX 5 µg | 50 Disc | 14000
9153 | CEFTAZIDIME CAZ 10 µg | 50 Disc | 14000
9154 | DORIPENEM DOR 10 µg | 50 Disc | 14000
9155 | LINEZOLID LNZ 10 µg | 50 Disc | 14000
9156 | MECILLINAM MEC 10 µg | 50 Disc | 14000
9157 | MUPIROCIN MUP 200 µg | 50 Disc | 14000
9158 | NITROFURANTOIN F 100 µg | 50 Disc | 14000
9158/2 | Nitrofurantoin F 100 µg [POF 250 Discs] | 250 Discs | 65000
9159 | PIPERACILLIN PRL 30 µg | 50 Disc | 14000
9159/1 | Piperacillin PRL 30 µg [1 x 50 Discs] | 1X50 Discs Cartridge | 0
9159/2 | Piperacillin PRL 30 μg | POF 250 | 65000
9160 | Piperacillin-tazobactam TZP 36 µg | 50 Disc | 14000
9160/2 | Piperacillin-tazobactam TZP 36 µg [1 x 250 Discs] | POF 250 Discs | 65000
9161 | QUINUPR-DALFOPRISTIN QDA 15 µg | 50 Disc | 14000
9162 | STREPTOMYCIN S 300 µg | 50 Disc | 14000
9163 | TOBRAMYCIN TOB 30 µg | 50 Disc | 14000
9164 | VANCOMYCIN VA 5 µg | 50 Disc | 14000
9165 | CASPOFUNGIN CAS 5 µg | 50 Disc | 165000
9166 | FLUCONAZOLE FLU 25 µg | 50 Disc | 20000
9167 | POSACONAZOLE POS 5 | 50 Disc | 120000
9168 | VORICONAZOLE VO 1µg | 50 Disc | 20000
9169 | GATIFLOXACIN GAT 5 µg | 50 Disc | 14000
9170 | NETILMICIN NET 10 µg | 50 Disc | 14000
9171 | PHENOXYMETHYLPENICILLIN PV 10 µg | 50 Disc | 14000
91710B | PCR rack, 96-well, with cover | Each | 5000
91710B-100well | Compact microtube storage box, 100- well | EACH | 12000
9172 | TELITHROMYCIN TEL 15 µg | 50 Disc | 14000
9174 | NAFCILLIN NAF 1 µg | 50 Disc | 14000
9175 | MEROPENEM+CLOXACILLIN MR+CL | 50 Disc | 185000
9176 | Meropenem+Phenylboronic acid MR+BO | 50 Disc | 185000
9177 | MEROPENEM+DIPICOLINIC ACID MR+DP | 50 Disc | 20000
9178 | MEROPENEM+EDTA MR+ED | 50 Disc | 185000
9179 | AMOXICILLIN AML 25 µg | 50 Disc | 14000
9180 | ERYTHROMYCIN E 2 µg | 50 Disc | 14000
9181 | NITROFURANTOIN F 50 µg | 50 Disc | 14000
9182 | CEFOTAXIME+CLAVULANIC ACID CTL 40 µg | 50 Disc | 14000
9183 | IMIPENEM+EDTA IMI+ED | 50 Disc | 185000
9184 | COLISTIN SULFATE CS 25 µg | 50 Disc | 14000
9185 | CEFPIROME CR 30 µg | 50 Disc | 14000
9186 | TEMOCILLIN TMO 30 µg | 50 Disc | 16000
9187 | SULFAMETHOXAZOLE SMX 100 µg | 50 Disc | 16000
9189 | MUPIROCIN MUP 5 µg | 50 Disc | 16000
9190 | CEFPODOXIME+CLAVULANIC ACID PXL 11 µg | 50 Disc | 16000
9191 | AMOXICILLIN/CLAVULANIC ACID AUG 3 µg | 50 Disc | 14000
9192 | ROKITAMYCIN ROK 30 µg | 50 Disc | 16000
9193 | Phenylboronic acid BO | 50 Disc | 185000
9194 | DIPICOLINC ACID DP | 50 Disc | 16000
9195 | CEFTAROLINE CPT 5 µg | 50 Disc | 16000
9195/1 | Ceftaroline CPT 5 µg [1 x 50 Discs] | 1x50 Discs Cartridge | 0
9198 | CEFTAROLINE CPT 30 µg | 50 Disc | 16000
9199 | ERTAPENEM+CLOXACILLIN ET+CL | 50 Disc | 185000
9202 | Ertapenem+Phenylboronic acid ET+BO | 50 Disc | 185000
9203 | Cefotaxime+Clavulanic acid+Cloxacillin CTLC | 50 Disc | 185000
9204 | Ceftazidime+Clavulanic acid+Cloxacillin CALC | 50 Disc | 185000
9205 | Ceftazidime-avibactam CZA 50 µg | 50 Disc | 185000
920570 | MIC Test Stri | 100 Test | 1105000
9206 | Ceftazidime-avibactam CZA 14 µg | 50 Disc | 185000
9206/2 | Ceftazidime-avibactam CZA 14 µg [1 x 250 Discs] | 1x250 Discs | 0
92065 | Composite Quality Control serum-Mid Value | 1x5mls | 259200
92079 | Composite Quality Control serum-(highvalue) for BK200 | 1X5MLS | 259200
9208 | Flumequine UB 30 µg | 50 Disc | 16000
9209 | Nitroxoline NI 30 µg | 50 Disc | 16000
9209/1 | Nitroxoline NI 30 µg [1x50 Discs] | 1x50 Discs Cartridge | 0
92096 | Lipid Control BK 200 | 3MLS X1 | 194400
92114R | Microscope slides box, 100place,Hinge Pin | EACH | 18000
9214 | Fosfomycin 200 + G6P 200 FGP 200 Âµg | 50 Disc | 20000
921471 | Fluconazole FLU 0.016 - 256 μg/mL -MIC Test | POF 10 | 220000
921541 | Caspofungin CAS 0.002 - 32 μg/mL - MIC Test | POF 10 | 220000
9219F60 | Round (Round-Bottom) Tube PP 14mL | BOX | 1400000
9220 | Cefepime FEP 10 µg | 50 Disc | 14000
9224 | Cefotaxime + cloxacillin CTC | 50 Disc | 185000
9225 | Ceftazidime + Cloxacillin CAC | 50 Disc | 185000
9228 | Clavulanic acid CLA 1 µg | 50 Disc | 185000
9229 | Clavulanic acid CLA 2 Âµg | 50 Disc | 185000
9230 | Clavulanic acid CLA 5 µg | 50 Disc | 185000
9231 | Clavulanic acid CLA 10 µg | 50 Disc | 185000
9232 | Cefuroxime CXM 1 µg | 50 Disc | 14000
9233 | Enrofloxacin ENR 5 µg | 50 Disc | 14000
9234 | Florfenicol FFC 30 µg | 50 Disc | 14000
9236 | Cefuroxime CXM 5 µg | 50 Disc | 14000
9237 | Eravacycline ERV 50 µg | 50 Disc | 14000
9238 | Eravacycline ERV 20 µg | 50 Disc | 14000
9238/2 | Eravacycline ERV 20 µg | 1x250 Discs | 65000
9240 | Penicillin G 1 + Clavulanic acid 5 PC 5 µg | 50 Disc | 14000
9241 | Penicillin G 1+ Clavulanic acid 10 PC 10 µg | 50 Disc | 14000
9242 | Ceftobiprole BPR 5 µg | 50 Disc | 14000
9243 | Tedizolid TZD 2 µg | 50 Disc | 14000
9245 | Tedizolid TZD 20 µg | 50 Disc | 14000
9246 | Ceftolozane-tazobactam C/T 40 µg | 50 Disc | 14000
9249 | Lefamulin LMU 5 µg | 50 Disc | 14000
9250 | Lefamulin LMU 20 µg | 50 Disc | 14000
9251 | Ceftiofur FUR 30 µg | 50 Disc | 14000
9252 | Omadacycline OMC 30 µg | 50 Disc | 14000
9253 | Imipenem-relebactam I/R 35 µg | 50 Disc | 185000
9254 | Penicillin G 1 + Clavulanic acid 20 PC 20 µg | 50 Disc | 14000
9255 | Amoxicillin-clavulanic acid AUG 7.5 µg | 50 Disc | 14000
9256 | Gepotidacin GEP 10 µg | 50 Disc | 14000
9266 | Cefiderocol FDC 30 ug | 50 Disc | 185000
9266/2 | Cefiderocol FDC 30 μg | POF 250 | 180000
9267 | LEVONADIFLOXACIN LND 10 µg | 50 Disc | 14000
9273 | Amoxicillin 2 + clavulanic acid 0.1 AC 2.1 µg | 50 Disc | 16000
9274 | Amoxicillin 2 + clavulanic acid 0.5 AC 2.5 µg | 50 Disc | 16000
9275 | Amoxicillin 5 + clavulanic acid 0.1 AC 5.1 µg | 50 Disc | 16000
9276 | Amoxicillin 5 + clavulanic acid 0.5 AC 5.5 µg | 50 Disc | 16000
9277 | Amoxicillin 5 + clavulanic acid 1 AC 6 µg | 50 Disc | 16000
9278 | Amoxicillin 10 + Clavulanic acid 0.1 AC 10.1 µg | 50 Disc | 16000
9279 | Amoxicillin 10 + clavulanic acid 0.5 AC 10.5 µg | 50 Disc | 16000
9280 | Amoxicillin 10 + clavulanic acid 1 AC 11 µg | 50 Disc | 16000
9288 | Gentamicin CN 500 µg | 50 Disc | 14000
9297 | Marbofloxacin MAR 5 µg | 50 Disc | 14000
9298 | Tilmicosin TIL 15 µg | 50 Disc | 14000
9299 | Trimethoprim-sulfamethoxazole SXT 2.5 µg | 50 Disc | 47000
9300 | Apramycin AP 15 µg | 50 Disc | 14000
93006 | Cleaning liquid C liquid for BK 200 | 40MLS X4 | 151200
9301 | Aminosidine AM 60 µg | 50 Disc | 16000
9302 | Lincomycin-spectinomycin MSP 100 µg | 50 Disc | 16000
93059 | DENSICHEK CALIBRATION STANDARD | EACH | 282094
9501 | Optochin Test | 100 discs | 60000
9502 | Bacitracin Test | EACH | 60000
9503 | X Factor | 100 tests | 70000
9504 | V Factor | 100 tests | 70000
9504/1 | V Factor | 50 Tests | 70000
9505 | V + X Factor | 100 tests | 80000
9508 | METRONIDAZOLE | 100 discs | 65000
9511 | SULPHONAMIDE 100 Discs | 100 discs | 65000
96093 | HbA1c - VEDA.LAB | KIT | 170000
961000 | HumaLoop T | each | 17599000
96343 | SavePads | set | 400000
964000 | HumaHeat/Molecular heating Block | each | 6785000
970000 | Loopamp PURE DNA Extraction Kit | 90 tests | 1753000
97007-784 | PH BUFFER 4.00 CALIBRATION SOLUTION | 500mls | 472500
97007-786 | Buffer Standard Solutions 7pH | 500mls | 472500
971000 | Pipette-60 set for TB-LAMP | set | 269000
972000 | Loopamp MTBC Detection Kit | 96 tests | 1397000
97995 | Fully automated external defibrillator | each | 9000000
980000 | Humax ITA Micro centrifuge | Each | 4130000
99-127 | DILUX ICEBOX | Each | 512000
99-CCTV | CCTV Camera for video EEG | Each | 4100000
99-MD | Mitra Double Pan Balance (m.DP) | Each | 4300000
99002 | EUCAST ESBL disk kit | 50 tests | 396000
99003 | KPC&MBL disc kit (acc. to EUCAST) | 50 tests | 330000
99004 | ESBL disc kit (acc. to EUCAST) | 50 tests | 396000
99005 | ESBL disc kit (acc. to CLSI) | 50 tests | 264000
99006 | ESBL (Chromos. Ind. AmpC) disc kit (acc. to EUCAST) | 100 tests | 264000
99007 | KPC&MBL&OXA-48 disc kit (acc. to EUCAST) | 50 tests | 396000
99008 | ESBL+AMPC screen disc kit | 50 tests | 264000
99009 | AmpC disc kit | 50 tests | 264000
99011 | iChroma HbA1c | 25T/KIT | 270000
99012 | iChroma PSA | 25T/KIT | 270000
99013 | iChroma TSH | 25T/KIT | 265000
99014 | Transport Swabs with Amies Media | POF 100 | 120000
99015 | iChroma T3 | 25 Test | 265000
99016 | iChroma T4 | 25T/Kit | 265000
99017 | Myoglobin (iChromax) | 25 Test | 280000
99018 | C Reactive Protein - CRP (iChromax)) | Piece | 270000
99019 | AFP (Ichroma) | 25 Test | 265000
99020 | CEA (Ichroma) | 25 Test | 265000
99021 | Boditech Tumor Marker Control |  | 130000
99023 | Hot Plate - 220V | Each | 2340000
99024 | Vacutainer Tube Lithium Heparin | POF 100 | 48000
9902456 | LYOFIA -I | Each | 2800000
9902457 | LYOFIA 8 | Each | 5000000
990292 | ACETONE ALCOHOL | Bottle | 65000
99030 | Bactec Peds Plus Culture vial | P/50 | 1100000
99031 | Bactec Aerobic Culture vial Plus | P/50 | 1100000
99032 | Bactec Anaerobic Culture vial plus | P/50 | 1100000
99033 | PETRI DISH GLASS 100mm | Each | 4500
99034 | Autoclave indicator tape | Roll | 12000
99035 | ALUMINIUM FOIL | Roll | 35000
99036 | Laser Cryo-Babies 1.28 x 0.50 | 1,700/pk” - HS-LCRY- | 800280
99037 | Sickle Scan Rapid Test | POF 20 | 300000
99038 | Sample Rack | PC | 38000
99043 | Copper II Sulphate powder (crystal) | 500g | 167800
99044 | iCHROMA 1 IMMUNOASSAY ANALYZER | Piece | 4000000
99047 | ONPG 1.5% supplement |  | 200000
99048 | Whatman Filter Paper | POF 100 | 130000
99049 | Conical FLASK Borosilicated | 250mls | 50000
99051 | PARAFFIN PEARLS (m.p. 56º-58ºC) | 1000g | 100000
99052 | Leica 818 High Profile Microtome Blades | POF 50 | 300000
99053 | Wire Loop Sterilizer | Each | 780000
99053/RL | Serological Pipette,5.0ml , E-Beam Sterile | POF 50 | 40000
99054 | ichroma Tn-I (Troponin 1) | 25T/KIT | 290000
99055 | Thermometer- Non Contact Infrared | pc | 320000
99056 | AR-K8 Digital Color Doppler Ultrasound Scanner | PC | 25000000
99057 | Yeast Hydrolysate Enzymatic from Brewers Yeast, 25lb | 25lb | 4424640
99058 | Syringe and Needle 50cc | POF 50 | 56000
99059 | Eppendorf tubes | 1000pc | 280000
99060 | Vacutainer tubes Plain (No Additive) | POF 100 | 30000
99061 | Vacutainer tubes-EDTA K3 | POF 100 | 30000
99062 | Syringe and Needle 20cc. | POF 100 | 48000
99063 | TPPA | 100T | 420000
99064 | iChroma CK-MB | 25T/KIT | 266200
99065 | URINE CONTAINER STERILE | 60mls | 850
99066 | Coagulation analyser |  | 5800000
99067 | PH METER DIGITAL MACHINE | PC | 350000
99068 | ESR STAND | PC | 150000
99069 | iCHROMA Beta HcG | POF 25 | 270000
99070 | iCHROMA PRL | POF 25 | 270000
99071 | Vacutainer ESR tube (Black Top) | POF 100 | 60000
99072 | Humascope Premium LED | With accessories /PC | 7902000
99073 | Ichroma Printer-BIXOLON Brand | Each | 500000
99074 | PSA ELISA(Human Diagnostics) | 96 TEST | 532500
99075 | C-reactive Protein(Clinical Chemistry) | 10mls | 108000
99076 | STREP- CHECK KIT | 50T | 910000
99077 | Leishman Stain Solution | 250mls | 80000
99078 | Leishman Stain Powder | 25Gm | 80000
99079 | OLIVE-5A oxygen Concetrtaor | 10L with 18 months | 4800000
99080 | Fingertip Pulse Oximeter | Each | 200000
99084 | SODIUM HYDROXIDE PELLETS LR NaoH | Bottle | 68000
99086 | Pasteur Pipette 3mls | each | 250
99088 | Thermometer for room temp | Each | 95000
99089 | Flucamox | POF 50 | 16000
99091 | Humastar 100 | Each | 46980000
99092 | Boditech Cardiac Control | SET | 120000
99093 | Blood Grouping KIt | Set | 57000
99094 | Analytical Balance | Each | 3000000
99095 | PYREX® Screw Cap Culture Tubes | POF 100 | 1757800
99096 | Media Sterilization Autoclave | Each of 50L | 7224000
99097 | Microbiology Incubator | each 30-45L | 0
99098 | CYBOW (REAGENT STRIPS FOR UNINALYIS) | PIECE | 35000
99099 | RPMI-1640 Medium, With sodium bicarbonate, without L-glutamine, liquid, sterile-filtered, suitable f | 500mls | 247500
99101 | SIGMA Hanks Balanced Salt solution HBSS Modified W/T calcium with magnesium W/T phenol red liquid su | 1000mls | 423500
99102 | Histopaque®-1077, sterile-filtered, density: 1.077 g/mL | 500mls | 968660
99103 | Capillary Tubes volume 70ul | POF 200 | 4000
99103/RL | Serological Pipette,10ml , E-Beam Sterile | POF 50 | 45000
99104 | First aid kit, medium | Each | 871200
99105 | Potassium Hydroxide Pellets | Pc | 65000
99106 | HEMATOCRIT CENTRIFUGE | PC | 1800000
99107 | HEMATOCRIT READER | PC | 936000
99108 | URINOMETER | PC | 2640000
99109 | BLOOD CELL COUNTER | PC | 540000
99112 | AUTO HEMATOLOGY ANALYZER | PC | 12000000
99113 | ETHANOL 96% | 5 LTS | 200000
99114 | Ultra Low temp Freezer service | Each for -20 to -86C | 1650000
99115 | Powder Free Examination Gloves gloves | POF 100 | 20000
99116 | CRP Reagent Solution | 100T | 80000
99117 | HumaSens2.0 | Piece | 130000
99118 | GLUCOSE TEST STRIPS BLUE, HumaSens2.0/HumaSens2.0 plus/HumaSens/HumaSens Plus | Pieces | 65000
99119 | Adult Digital Weighing Scale with Body Mass Index (BMI) | each | 3200000
99120 | HAND SANITIZER (100 MILS) | each | 7500
99121 | BW3-05G Heating Bath | Each | 7126450
99122 | Laboratory Refrigerator 2℃~8℃ |  | 10387000
99123 | CryoMatrix 13K liquid nitrogen Tank with monitoring system Volume 350L |  | 46143768
99124 | Qubit 4 Fluorometer with Wi-Fi | Each | 18265476
99125 | Prostate Specific Antigen (PSA) ELISA (DRG) | KIT | 532500
99126 | CRYSTAL VIOLET 500MLS | 500MLS | 63500
99128 | Applicator stick | Pack | 6000
99129 | Pregnancy Test (UPT STRIPS) | 50 Kit | 12500
99130 | iCHROMA II (Immuno Assay Analyzer) | Pc | 7800000
99131 | Ceftriaxone/Clavulanic acid 30μ | POF 50 | 14000
99132 | Maintenance Cost for HumaLyzer 3500 | cost per year | 3200000
99134 | Blood Bags Single 450 Mls | Pack of 5 | 35000
99136 | V.P. TEST-Reagent | 10 x 10 ml | 255200
99137 | Blood lancet/Prikers | POF 100 | 2500
99138 | Centrifuge tubes 15mls | each | 1200
99139 | Advanced Colony Counter | each | 5351875
99140 | Erlenmeyer Flask, Polypropylene | 500Mls | 136136
99145 | CK NAC activated | KIT | 200000
99154 | hs-CRP ELISA Kit | 96T | 2060604
99155 | Stop Watch | each | 52000
99157 | PBS buffer- powder | PKT for 5l of PBS | 558400
99159 | Biosafety Cabinet BSC-1300IIA2-X | Each | 22000000
99160 | BACT/ALERT® 3D Microbial Detection Systems | Each | 121000000
99161 | ICU Ventilator Model S1100 | Each | 27476600
99162 | ComASP Colistin 0.25-16 | 16 tests | 249600
991628 | CARBOL FUCHSIN | 500Mls | 40000
99163 | ULTRASOUND GEL | 250 ml | 20000
99164 | Infantometer | Each | 5570847.46
99166 | ALBUMIN Liquicolor HumaStar 1s | PC | 127900
991700 | XYLENE 1000 Mls | Bottle | 45000
99179 | Air-tight, opaque plastic container | 60mls | 15000
99180 | Cryo-Temp Temperature Logger (-86C) with USB Docking | Each | 1950000
99181 | AUTOCLAVE BOTLES AATAMI (BOROSILICATE GLASS) | PIECE | 48500
99183 | BUNSEN BURNER , Tubings and its accessories | PIECE | 1200000
99184 | Histopathology staining Jar | 30 Slides | 210000
99187 | Histopathology Gurn | Each | 2400000
99188 | Syringe 1cc | POF 100 | 55000
99189 | Histopathology Cover Slide 24x60 | POF 100 | 5000
99190 | EOSIN 1 % 1000 ML | 1000Mls | 150000
99192 | Oxygen flow meter with Gauge | each | 420000
99193 | Total IgE Ichroma | KIT | 350000
99196 | HS-CRP (High Sensitive Laboratories) | POF 20T | 169560
99197 | TROPONIN I | POF 20T | 280000
99198 | Alpha Fetoprotein(AFP ) | POF 20T | 200000
99202 | FERRITIN | 25Tichroma | 300000
99203 | Blank card | Each | 10000
99204 | Calibrator card | each | 20000
99205 | Humastar 300SR | Reffer Catalogue | 49600000
99206 | Campylobacter C.T.V.A. supplement | 10vials | 380000
99207 | Campylobacter growth supplement | 10vials | 380000
99208 | Histology container, 20mL, PP，EO sterile | 1pc/bag | 2000
99213 | Storage Boxes | size 5x5,tubes 15&50 | 97200
99214 | ACD Vacutainer tubes BD | POF 100,Yellow | 780000
99215 | Nunc tube 1.5ml /Cryogenic vials, Nalgene | POF 500 | 1900000
99218 | Slide Storage Cabinet | with top cover & bas | 15000000
99219 | VITAMIN Growth supplement | 10x5ml | 120000
99222 | DNS | PIECE | 2000
992232 | Hemotoxillin/Harris Hematoxylin | 500mls | 125000
99229 | GAUZE | PIECE | 45000
99230 | Salmonella O Group | 2mls | 450000
99231 | Salmonella Polyvalent O(A-1)plus | 2mls | 450000
99232 | salmonella Polyvalent | 2mls | 450000
99233 | Streptococcal grouping Latex | kit | 480000
99234 | Vibrio cholera Ogawa | 2mls | 300000
99235 | Vibrio Cholera 01 Polyvalent | 2mls | 300000
99237 | Vibrio cholera Inaba | 2mls | 300000
99238 | BEAKER cc 50 | each | 15000
99239 | BEAKER cc250 | each | 20000
99240 | WANTAI HIV1/2 Colloidal Gold Device-10 | POF 50 | 60000
99242 | GLUTALDEHYDE 50% | PC | 265000
99243 | TRISODIUM CITRATE 50% | BOTTLE | 60000
99244 | D-(+)-Glucose | 1000mg | 450000
99245 | 0.2 Micron Filter | Each | 2135250
99247 | Strelie Glass tube for Densitometer | POF 144 PCS | 750000
99249 | Candida parapsilosis ATCC ® 22019 | 5 pellets | 750000
99250 | Issatchenkia orientalis ATCC ® 6258 | 5 pellets | 750000
99251 | Preventive Maintenance Inspection (PMI) | Each | 3140000
99252 | Labor charge | each | 300000
99253 | AUTOMATIC PIPPETE 100ul – 1000 ul | PC | 435000
99253/RL | Serological Pipette,25ml ,E-Beam Sterile | POF 25 | 30000
99254 | Measuring cylinder 10 mls | PC | 18000
99255 | Measuring cylinder 50 mls | PC | 35000
99256 | Pallet Conical Flask 500 mls | PC | 23000
99257 | Weighting Scale | PC | 425000
99258 | Timer | PC | 45000
99259 | Formaldehyde 2.5 litter | PC | 150000
99261 | Blood Transfusion Filter40 Micrometers | each | 47600
99262 | ELISA PRL | POF 96T | 587000
99263 | ELISA FSH | POF 96T | 587000
99264 | ELISA LH | POF 96T | 587000
99265 | ELISA Progesterone | POF 96T | 620000
99266 | ELISA Testosterone | POF 96T | 620000
99267 | ELSA Estradiol | POF 96T | 635000
99268 | TOTAL CHOLESTEROL (4X50ML) | 4x50mls | 186000
99269 | CREATINE KINASE -NAD | (10X 8ML) | 300000
99270 | Spirometer |  | 1735128
99271 | Deep Freezer minus 80°C for 1008L | Each see catalogue | 38400000
99272 | Temperature loggers | Eaach | 787176
99273 | Sphygmomanometer each | See catalogue | 165672
99274 | Stadiometer each | Each | 1864512
99275 | Refrigerator 1015L Double door with UPS | See catalogue | 16267176
99276 | Deep Freezer -20 | Each | 8500000
99277 | Centrifuge Machine | Each | 504000
99278 | ALL PURPOSE/ORAL/PHARYNGEAL FLOCKED COLLECTION SWAB | POF 25 | 250000
99279 | CR System | Each | 280000
99280 | EMBEDDING CASSETTE PACK | 500/pkt | 230000
99281 | INDOLE NITRATE MEDIUM (TRYPTONE NITRATE MEDIUM) | 500grm | 240000
99282 | SD Dengue Duo | POF 10 | 500000
99283 | KN95 Mask Black without Valve | POF 50 | 250000
99284 | Infant Radiant Warmer HKN-93 Series | Each | 14000000
99286 | Travelling cost | each | 1500000
99287 | Aerobic Culture Bottle adult | POF 100 | 1550500
99288 | Anaerobic Culture Bottle Adult | POF 100 | 1550500
99289 | Pediatric Culture Bottle | POF 100 | 1550500
99290 | BK-BC Biobase Blood culture System | Each | 48600000
99291 | LH Control +&- | KIT | 45000
99292 | T4 Control +&- | KIT | 45000
99293 | TROPONIN Control +&- | KIT | 45000
99294 | CK-MB(NAC activated) | Kit | 555060
99308 | Examination Table | pc | 487500
993090 | Quick Panoptic Kit | 3x500mls | 100000
99311 | QUICK RELEASE TOURNIQUET | Each | 3000
99312 | Azer-Ink Chemically Resistant Markers | POF 12 | 483840
99313 | CORNING MINI MICROCENTRIFUGE, CATALOGUE 7203954 | Each | 3264000
99314 | MAGNETIC SEPARATION RACK (NEB), CATALOGUE S1515S | Each | 3840000
99315 | Tape write on/Masking Tape | Roll | 25000
99316 | Autoclave BKN-Z60B | 100L Volume | 47644948
99317 | Biobase water purifier SCSJ-I-10L | 10L Volume/HR | 3692304
99322 | is Bipap ST 30-DS 8 Respiratory Device | Each | 5040000
99326 | Methylated Spirit 5Lts | 5lts | 37500
99327 | Blotter Paper 100s | Each | 22000
99328 | Triple bag 450/400/400, CPDA1, 16G needle,Blown film | each | 30000
993285 | ALCIAN BLUE | 250mls | 245000
99329 | Mult-Function Instrument trolley | Each | 247159
99330 | Examination Bed (Elevate Bunk Bed) | Each | 580530.06
99331 | Function Electric Hospital Bed with Mattress | Each | 2718749
99332 | Patient Trolley (Stretchers) | Each | 1617768
99333 | Penta CPDA Blood 350 ml with 4 Empty Bags of 100 ml | POF 5 | 30000
99337 | Electroencephalogram (EEG) machine-32 Channel | each | 42168000
99338 | Cystine Tryptic Agar (CTA) | 10 tubes | 55000
99339 | UPS 700VA | EACH | 880000
99342 | Standard 3500 orbital shaker, UK-plug | each | 11190000
99343 | Hand Tally Counter | Each | 185000
99344 | API 203 INDEX BOOK | Each | 2500000
99347 | Glass Rod | Each | 9000
99348 | Container for Sputum | Each | 1000
99349 | HEXAGON hCG 1-STEP Urine | Pack of 150T | 350000
99351 | NIKON ECLIPSE - KOCROSCOPE | Each | 9500000
99352 | EEG(Traveler) Electroencephalograph 32 channels | each | 38000000
99353 | Computer | Set | 2000000
99355 | AME 32 Digital EEG A nd Mapping System | Each | 43848000
99356 | TESTOSTERONE | 20 Test | 190000
99357 | Progesterone | 20 Kits | 190000
99358 | Neutral Red | 25 gm | 150000
99359 | SULPHURIC ACID | 2.5 Ltr | 450000
99362 | chlamydia Antigen | POF 30 | 330000
99363 | HEXAGON CHLAMYDIA | POF 30 | 600000
99364 | SPRAYING HAND SANITIZER | 50 MLS | 8000
993660 | BRILLIANT CRESYL BLUE | 100mls | 160000
99371 | Yellow top tubes | POF 100 | 48000
99371.1 | SD Bioline HCV | POF 30 | 120000
99372 | Typhoid | POF 25 | 100000
99373 | Quick-RNA™ Viral Kit | 200 Preps | 4194854.72
993740 | KÜHNES METHYLENE BLUE (RGNT.NR.3) 500ml | 500ml | 65000
99375 | Preventive maintenance Inspection(PMI) | Each | 250000
99377 | ichroma CRP control | vial | 125000
99378 | SD Bioline HIV | POF 25 | 140000
99380 | Stearothermophilus baccilus ATCC | Each | 750000
99381 | FORMALIN ABSOLUTE 40% | 2.5L | 175000
993816 | MYELOPEROXIDASE STAIN (MPO) 330 ML | 330 ML | 360000
99382 | TEST TUBE RACK-STEEL LESS METAL WITH 4X8(32) HOLES | Each | 25000
99383 | Gilson Expert Tips | POF 96 | 57800
99384 | Gilson Expert Tips 1000ul | POF 96 | 58900
99385 | HCG pregnancy test strip | POF 50 | 12000
99386 | Portable Vaccine Carrier 6L | each | 950000
99387 | Surgical gloves medium(7.5) sterile | POF 50 | 41250
99388 | Apron disposable(Nylon) | each | 1800
99389 | Alcohol Prep Pads | POF 50 | 99980
99390 | Plastic Cooler box | each 4.5L | 150000
99391 | Cold packs | each | 18000
99392 | BIOHAZARD WARNING LABELS | 3"X4"/RED FL./100/PK | 230400
99394 | General Purpose Apron, | Each | 34253
99395 | Potassium Permanganate | 500g | 130000
99396 | Hydrochloric Acid | 2.5L | 200000
99397 | HEXAGON SYPHILIS | POF 20 | 268000
99398 | Hemocue Hb 301 | POF 50 | 130000
99399 | Hemocue Hb 201 | POF 50 | 135000
99400 | EDTA Tubes 6mls | POF 100 | 35000
99403 | Emergency Trolly | each | 3458000
99404 | Vein Viewer with stand | set | 14779800
99405 | Dry Autoclave with Timer | 50L | 6272000
99406 | Hot Air sterilizer | 25L | 3780000
99407 | Vacutainer needle holder | each | 1000
99409 | Nitrile Gloves | POF 100 | 45000
99410 | Transport Tubes wuith Screw Cap, Free-standing Bottom, Ø16xH96mm, 10ml | POF 100 | 80000
99411 | 15mls tubes for culture Black top | POF 100 | 120000
99413 | GREY TOP VACUTAINER TUBE | P.O.F 100 | 25000
99414 | COVER SLIPS 22 x 50 | P.O.F 100 | 5000
99415 | METHANOL SOLUTION | 5 LTS | 210000
99417 | Distilled water | 5l | 0
99418 | ECG ELECTRODES | PC | 1500
99419 | ON CALL STRIPS | 50 TEST | 35000
99420 | JIK | 1000MLS | 15000
99421 | MRDT | P.O.F 25 | 25000
99423 | BARIUM SULPHATE | 500GM | 75000
99425 | MEASURING CYLINDER 100ml | 100ml | 25000
99426 | STREPTO B LATEX | 50T | 655200
99427 | Magnetic Stirrer rods | Each | 10000
99428 | H.PIPETTE 5-50 UL VARIABLE VOLUME FULLY AUTOCLAVABLE | PC | 180000
99430 | Stool Container | each | 350
99431 | multisticks | POF 100 | 95000
99432 | Deep Well Plate 2mls | POF 20 | 1252500
99433 | Thermometer for Fridge with Probe | Each | 140000
99434 | Beaker 500mls | each | 3500
99435 | Beaker 1000mls | each | 5500
99436 | Measuring cylinder 500mls | 500mls | 50000
99437 | Measuring cylinder 1000mls | 1000mls | 94600
99438 | IV-STAND / DRIP STAND | Each | 98000
99439 | Eye shield | Pack of 100pcs | 20000
99440 | Kidney Dish- Stainless steel | Each | 20000
99441 | Stainless Steel Seamless Dressing | Each | 210000
99442 | Stainless Steel Seamless Dressing | Each | 100000
99443 | Stainless Steel Seamless Dressing | Each | 60000
99444 | Stainless steel gallipot | Each | 8000
99445 | Mayo table | Each | 500000
99446 | Stainless steel surgical trolley | Each | 570000
99447 | Manual Blood Pressure Machine with Carrying Case | Each | 85000
99448 | Barium chloride | 500gm | 106000
99449 | Diethly ether | 2.5 ltrs | 300000
99450 | Ever Clean Hand Sanitizer | 5L | 87000
994502 | SUDAN BLACK, | 2 X 100 ML | 215000
99451 | Bank Charges | Each | 120000
99453 | AUTOCLAVE BOTLES AATAMI (BOROSILICATE GLASS) 1L | BOTTLE | 70000
99454 | Pharmacy Refrigerator PRQ 8005 - | Each | 15446400
99455 | -86°C Cascade System Upright Freezer CUQ 6661 | Each | 34000000
99456 | CYSTEIN LACCOSE ELECTROLYTE DEFFLCLENCE | EACH | 320000
99457 | Mortal & Pestle | Set | 150000
99458 | AUTOMATIC SOAP DISPENCER | PC | 225000
99459 | Site Visit, Inspection and recommendation pre-installation |  | 0
99460 | Anti- A1 lectin | Vial | 210000
99461 | Roller Mixer | set | 1237500
99462 | Rotator | set | 595000
99463 | Eppendorf 30089570 combitips,advanced tip,10mls sterile | 100pcs | 532600
994645 | Papanonicolau Orange G-6 | 500mls | 60000
99465 | Petri dish stands ROTILABO® Stainless steel | each | 209916
99466 | Salmonella antisera H-d, O-Vi, A-5, O Group | Each | 450000
99467 | STRAIGHT WIRE LOOP | PC | 50000
99469 | CONICAL FLASK BOROSIL(500MLS) | 500MLS | 25000
99470 | CONICAL FLASK BOROSIL (1000MLS) | 1000MLS | 70000
99471 | MEASURING CYLINDER 250 MLS | 250 MLS | 45000
99472 | Staining Rack,30-PC, used with the slide staining jar | PC | 20000
99473 | BEAKER 600MLS | 600MLS | 70000
99474 | GLYCEROL | 2.5 LTS | 150000
99475 | Modification of Flow Meters for N2,O2 and CO2 | each | 168000
99476 | APC BACK-UPS 2200VA (BX2200MI-MS) | EACH | 1000000
99477 | (E2) ESTRADIOL VEDA-LAB | 20 Test | 200000
99478 | N-Acetyl-L-cysteine | 100g | 1632823
99480 | CHEMICAL RESISTANCE GLOVES | EACH | 58000
99481 | MAGNESIUM SULPHATE | 500 GRM | 120000
99482 | SPATULA [METAL] | EACH | 15000
99483 | TEST TUBE BRUSH | EACH | 8000
99484 | SPIRIT LUMP [BURNER] | 250mls | 28000
99485 | Erlenmeyer Flask, Pyrex | 250mls | 140000
99486 | Erlenmeyer Flask, Pyrex 500mls | 500mls | 140000
99488 | Non-Contact Touchless Infrared Digital Thermometer. | Each | 300000
99489 | Lens Cleaning Tissue | 50pcs/book | 10000
99490 | 1101Beaker 250mls | Each | 2500
99491 | 1 counting chamber Slides | 25 Slides | 180000
99492 | 2 counting chamber Slides | Each | 200000
99493 | With 6 counting chamber | Each | 250000
99494 | Latex Glass Slides white, Blue over ring | Each | 87000
99495 | Latex Glass Slides White, Black over ring | Each | 87000
99496 | QUICK RELEASE TOURNIQUET | Each | 3000
99497 | Forceps 125 mm length | POF 5 | 5000
994970 | LACTOPHENOL BLUE | 100mls | 140000
99498 | Forceps 140 mm length | POF 5 | 5000
99499 | Blood lacents | POF 100 | 5000
99500 | Wheelchair | EACH | 320000
99501 | Stretcher | EACH | 260000
99502 | Hemochromax Machine | Each | 750000
99503 | Hemochromax Cuvette | POF 50 | 80000
99504 | Microscope Cover Glass 24×60 | POF 100 | 3000
99505 | Biosafety Cabinet BSC-1300IIA2-Pro | Each | 18000000
99506 | Glass Bottles - 500mls | 500mls | 80000
99507 | URINE COINTEINER-non sterile | each | 380
99508 | Water for injection | Each | 550
99510 | Potassium Nitrate | 500g | 190000
99511 | Sodium Citrate | 500g | 170000
99512 | Phenol Red | 25g | 265000
99513 | BromoThymol Blue | 10g | 265000
99514 | Zinc Dust | 100gm | 280000
99515 | Gelatin Powder ex.porcine(Type B),120g Bloom | 500g | 370000
99516 | Calcium Chloride Dihydrate | 500g | 150000
99517 | Hemochromax Cuvette | POF 50 | 80000
99518 | Permanent markers | POF 12 | 80000
99519 | Digital Timer | EACH | 55000
99520 | Oncall plus glucose strips | 50/box | 39000
995202 | VIOLETA CRISTAL | 500ml | 40000
99521 | SICKLE CHECK - For sickle cell Rapid detection of SS, AS and AA antigen | POF 25 | 230000
99523 | Iodine solution. | 5 x 10 mL | 50000
99524 | Buffer Tablet ph 7.0 | Each | 70000
99525 | Cathode ray oscilloscope | Each | 2215000
99535 | Nichrome Wire Roller | ROLL | 35000
99536 | Buffer Tablet ph 7.2 | Bottle | 80000
99537 | Buffer Tablet ph 7.0, +-0.05 | 10 Tablets | 55000
99538 | Temperature Data Logger [With PDF Analysis] | EACH | 150000
99539 | PSA Test Strips | Kit | 85000
99541 | Pyrex test tubes | each | 6000
99542 | First Aid Box(Empty) |  | 160000
99543 | First Aid Box(Full) |  | 280000
99544 | Car First aid Box(Empty) |  | 30000
99545 | Car First Aid Box(Full) |  | 55000
99546 | Tri-Gas Carbon Dioxide Incubator [BJPX-C160T (220V)] | EACH | 20000000
99546/1 | Carbon Dioxide Cylinder | 25KG | 780000
99547 | Laboratory Refrigerator BPR-5V238 | EACH | 3700000
99548 | Reusable Gold Cup EEG Electrode Set | POF 50 | 0
99549 | URIT HB | Pack | 90000
99550 | URIT GLU | Pack | 65000
99551 | Water Distiller Bioev 20L/Hour | Each | 9000000
99552 | Ethanol 99.9% [5Ltrs] | 5 Ltrs | 280000
99553 | Integrated halogen lamp (circular holder) for BK200 | Each | 500000
99554 | Cuvette components for BK200 | pack of 48 | 600000
99555 | Sample cup BK200 | Pack of 500 | 300000
99556 | Reaction plate BK 200 | set | 1400000
99557 | Sample sampling needle (with 5 sets) for BK200 | Set | 500000
99558 | Cleaning needle assembly for BK200 | Set | 700000
99559 | Stir needle and screw for BK 200 | Set | 400000
99560 | HP Printer for EEG 107A | Each | 800000
995605 | Kit Parabiopsia medulah bone-marrow BiopsyKit |  | 240000
99561 | Digital Adult weight/Height Scale | each | 1500000
99562 | Baby weight Scale | each | 650000
99563 | Baby Height Measure Tapes | Each | 360000
99564 | MUAC Measurement tape | each | 8000
99565 | Adult Pulse Oximeter | each | 120000
99566 | Pediatric Pulse Oximeter | each | 150000
99567 | Silicone Spatula Heat Resistant | each | 85000
99568 | Placement agreement for the ICHROMA II imino assay analyzer SN:2PF282049 | each | 250000
99569 | Quick Oral test | POF 50 | 10000
99570 | WEIGHING SCALE, patient weighing scale, Mechanical | each | 180000
99571 | Clinical Digital Thermometer | each | 13000
99572 | Multodis Gram Positive -8 | 100/pack | 225000
99573 | Multodisc Gram Negative - 8 | 100/pack | 225000
99574 | Newborn Suction [ Nasal Aspirator ] | 1 x 25mL | 50000
99575 | SODIUM NITRATE | 500G | 190000
99576 | Eppendorf Research® plus singlechannel, variable | POF 3 | 3300000
99577 | Oncall Glucometer | each | 60000
99578 | Clinical Waste Bin | 15L | 65000
99579 | slide rack | each | 50000
99580 | Retort Stand | EACH | 50000
99581 | Vibrio cholerae NCTC 12946 | Ampoules | 8500000
99582 | Salmonella Stool Antigen Test | POF 2/5 | 70000
99583 | RINSE | 5LT | 160000
99584 | Binocular Inspection and Dissecting Zoom Stereo Microscope w/64 LED | each | 5514600
99585 | Sodium Dihydrogen Phosphate | 500g | 90000
99586 | Abbott HIV1/2 Strips | 20 Test | 36000
99587 | Glass Funnel | each | 35000
99588 | media sterilization . | 1000mls | 95000
995881 | IODINE PVP (REAGENT NR.2) | 1000ml | 120000
99589 | Installation and End user training | each | 0
99590 | Candida albicans (ATCC 10231), 3rd generation [Pack of 2 kwik stick/pc] | PoF 2 Kwik Stick | 550000
99591 | Campylobacter jejune (ATCC 33560), 3rd generation Pack of 2 kwik stick/pc | Pack of 2 kwik stick | 550000
99592 | L. ivanovii ATCC 19119 [Pack of 2 kwik stick] | Pack of 2 kwik stick | 550000
99593 | Whatman speed testing paper 90 mm | 100pieces | 80000
99594 | Shigella dysenteriae NCTC 4837 | Strain | 3300000
99595 | Escherichia coli NCTC 9001 / ATCC 11775 | Strain | 3034003
995960 | Harris Hematozilin | 1000mls | 200000
99598 | ECG Paper for LTSE26 | each | 17160
99599 | E-SWAB KIT 1ML AMIES WITH REGULAR FLOCKED SWAB STERILE | PK 800 | 4800120
99600 | Distillation flask | Each | 25000
99601 | Distilling Flask With Side Arm | Each | 35000
99602 | Buchner Funnel 75mm | Each | 35000
99603 | Rubber Tubing | Each | 20000
99604 | Membrane Filtration Paper 0.45um ,47mm | POF 200 | 500000
99605 | MOYO Fetal Heart Rate Monitor | Each | 1900000
99606 | ICU900 Medical Ventilator | Each | 22000000
99607 | Stainless Steel Stethoscope | Each | 60000
99608 | Peack Flow Meter | Each | 350000
99609 | MIR Spirolab New Spirometer | Each | 14100000
99610 | Dettol 1000 mL [Antiseptic Disinfectant Liquid] | 1000 mL | 28230
996104 | TB ZIEHL - NEELSEN KIT | 3X500ml | 220000
99611 | Surgical Blade [Pack of 100] | PoF 100 | 30000
996111 | SAFRANINA | 250Mls | 20000
99612 | Petroleum Ether [1000 mL] | 1000 mL | 160500
99613 | Surgical mask [PoF 50] | POF 50 | 22500
99614 | Paraffin Wax [500 g] | 500g | 70000
99615 | SILICA GEL | each | 20000
99616 | ANAESTHETIC MASHINE - Superstar S6100 for Adult and Pedriatric | Each | 33000000
99617 | EASY STAT ABG TRI -LEVEL CONTROL | SET | 300000
99618 | Easy stat abg reagent park | SET | 870000
99620 | PHENOL CRYSTAL | 100G | 150000
99621 | EOSIN POWDER | 50GM | 100000
99622 | GLYCERINE | 100G | 100000
99623 | Vacutainer Tube Gel & Clot activator | POF 100 | 22000
99624 | URINE MULTISTICS | 100PCS | 35000
99625 | Pregnancy Test (UPT STRIPS) 50 T/Kit | POF 50 | 0
99626 | Conical flask . | 250mls | 44000
99627 | Media sterilization bottle. | set | 210000
99628 | Transport/Delivery Cost | Each | 10000
99629 | Vacuum aspirator for ticks sampling | Each | 2460000
99630 | ASFV diagnostic primers | Pack | 246000
99631 | RONCO Nitech Blue Exam Glv PF Medium, Box with 100 gloves | Box | 36900
99632 | ASFV Diagnostic Primers (PPA1/PPA2) | Pack | 98400
99633 | Qubit double-stranded DNA highly selective assay kit (100 reactions) | Pack | 1968000
99634 | White Tips 10ul | 1000/pkt | 40000
99635 | GlucoPlus strips P/50 with 25 Lancets | 1 x 50 Strips | 0
99636 | Prostate Specicic Antigen (PSA) Rapid Test P/40 | POF 40 | 0
99637 | Powdered Examination Gloves, Large Sized P/100 | POF 100 | 0
99638 | Basic Tool Kit for medical and Non medical devices | complete kit | 920000
99639 | Rotary evaporators | each | 100000000
99640 | Lyophilizer | each | 135000000
99641 | Manual Wheelchair with Toilet Hole | EACH | 550000
99642 | Flexible Elbow Crutch | EACH | 30000
99643 | Temperature and Humidity Data Logger - M2 (TH) Model | Each | 250000
99644 | COOKING GAS | 15kg | 140000
99645 | Mobile Digital X-Ray PLX5100 | each | 112456000
99646 | Gas Compressor | each | 4800000
99647 | Filter Driver | each | 1000000
99648 | One way Valve | each | 1000000
99649 | 21 CS POWERSHRED CROSS CUT | Each | 1177500
99650 | Urit 10G Urine Reagent Strips (100 Strips) | 100 Strips | 30000
99651 | Viva-Check Glucose Strips (50 Strips) | POF 50 | 0
99652 | disinfectants and cleaning agents | 2.5L | 190000
99653 | iNFLAQUICK Pro Maintenance Kit | Complete Kit | 0
99654 | iNFLAQUICK Pro Smart Card for Recharges 2000 test | EACH | 900000
99655 | MIN MAX THERMOMETER | each | 60000
99656 | Disposable Container w/Screw Cap for Histology Specimen 120 mls | EACH | 0
99657 | Disposable Container w/Screw Cap for Histology Specimen 60 mls | EACH | 0
99658 | Blood Bag Double 450mls | POF 4 | 40000
99659-20 | Dengue Combo( NS1 Antigen + IgG/IgM Antibody) | 20T | 185000
99663 | Formic acid, 1000 mL | 1X1000 mL | 200000
99664 | G6PD Rapid test | 25/pkt | 150000
99665 | GlucoPlus Starter Kit | EACH | 0
996654 | May Grunwald | 500mls | 68000
99666 | Thermal Printing Paper Roll, 55*40 mm | Roll | 0
99666-BC-II | BC II Lyse for Hematology Analyser | 1x500 mL | 0
99667 | CELL-DYN RUBY CDS/32 WBC LYSE REAGENT 3.8LTS | 3.8L | 1300000
99668 | Top Bottle Dispenser | each | 1012500
99669 | ROTARY VANE VACUUM PUMP | Each | 50500000
99670 | Absorbent cotton wool | Roll | 5500
99671 | ACCU CHECK Machine | Each | 55000
99672 | Vacutainer Tube Clot Activator | POF 100 | 16000
99673 | Installation Cost | each | 0
99674 | Digital Colony Counter | each | 1512000
99675 | 30 Ltrs (Temperature range 0-100°C) | each | 950000
99676 | pH meter | each | 746000
996768 | Perls CStaining | 200mls | 250000
99677 | Multichannel Pipettes | each | 504000
99678 | Poultry Sheer Scissors | each | 27000
99679 | DIGITAL PORTABLE LABORATORY SCALE | Each | 1200000
99680 | Sample Cups, for XL-200 [Full Automated Chemistry Analyzer-P/500] | POF 500 | 0
99681 | S3 Stethscope | Each | 31000
99682 | EpiLed with Dual Color Excitation | each | 5600000
99683 | Ph Strips Indicators | POF 10 | 45000
99684 | TORCH Pannel | 10/PKT | 250000
99685 | Wash Bottle 500 Ml, Plastic, | 500mls | 55000
99686 | Trinidazole | 50Dsc | 25000
99687 | Urea crystals | 500g | 55000
99688 | Syringe 10CC with Needle | POF 100 | 34000
99689 | Serol. pipet, 5mL, indiv. | 400/pkt | 768366
99690 | Alcohol Cotton Pack (100 Sheets) | 100/pkt | 120000
99691 | Filter Tip clear 10 μl, 96Tips/TipBox PP | POF96 | 44000
99692 | Filter Tip clear 200ulμl, | 96Tips/TipBox PP | 50000
99693 | Filter Tip clear 1000 μl | 96/pkt | 50000
99694 | N95 Mask Regular | 50/pkt | 54000
99695 | Paper towel | each | 28800
99696 | Serol. pipet, 5mL, Glass NON STERILE | each | 8000
99697 | Serol. pipet,10mL, NON STERILE | each | 8000
99698 | Serol. pipet, 25mL, NON STERILE | each | 14000
99699 | Tip clear 0.1 - 20 μl, 96 Tips/Box | each | 65000
997-PRX | Graduated bottle 1Litre- Pyrex brand | each | 155000
99700 | Tip clear 2 - 200 μl, | Box (96x5) | 207920.92
997012 | POLYCHROMIC SOLUTION EA-50 | 1000mls | 174000
99702 | Beaker 100mls | each | 10000
99703 | Reagent Bottle 250mls | each | 55000
99705 | Reagent Bottle 1000mls | each | 90000
99706 | Disposable Lab Shoe Covers, Non Slip -POF 100 (100 Pairs) | POF 100 Pairs | 35000
99707 | BD 56 Incubator, 56L, 230V/50-60Hz | each | 13999000
99708 | Transparent Teflon Tube | Roll | 60000
99709 | 12 mL Leucosep® Tube w/Porous Barrier at 3 mL graduation, PP, Sterile, Round Bottom, Un-filled | 50/Pack | 1602692.31
99710 | Service cost | each | 0
99711 | Temperature sensor for BJPX-C160T | Each | 3396800
99712 | Labour Charges | Each | 0
99713 | Bromothymol blue | Bottle | 120000
99714 | Generic 20L BC Rinse Cleaning Solution for Hematology Analyzer | 20 Litre | 280000
99715 | Maintenance kit 12 Month Biosafety Cabinet-SN BSC110011A2X | each | 5717722
99716 | Microscope-screen | each | 540000
99718 | NIHON Hemolynac 5 | Each | 375000
99719 | Hemolynac 3N | Each | 300000
99720 | Clenac 3 | Each | 150000
99721 | Clenac | Each | 205000
99722 | NIHON Heamtology control High | Each | 150000
99723 | NIHON Hematology Control Normal | Each | 150000
99724 | NIHON Hematology Control Low | Each | 150000
99725 | Dry Ice | Each | 600000
99726 | Ice park | Each | 5000
99727 | Platform Digital Scale Wma | 10-150Kg | 460000
99728 | High Strength Digital Weighing Scale | 10-200KG | 180000
99729 | MSZ Stereozoom Binocular LED | Each | 3000000
99730 | Grains Powder Sampler Soil | each | 1108518
99731 | Lyofia QC for Analyzer | Each | 30000
99732 | Typhoid Rapid Test - Antigen | 25 Test | 70000
99733 | HEMOCONTROL HB CUVETTE | POF 50 | 90000
99734 | TISSUE CULTURE FLASK 25m³ | POF 10 | 40000
99735 | Vaccutainer needle 18G | POF 100 | 50000
99736 | Dark Lightning Breathable Insulated Chest Waders, | each | 363000
99737 | Disposable ECG Electrodes | 50/pkt | 25000
99738 | Blood Creatinine Meter | Each | 240000
99739 | Creatinine Test Strips | Each | 61000
99740 | Screen bed - Recovery room | Four folds screen | 1700000
99741 | Magnus Microscope Model MX21i LED |  | 6909000
99742 | Disposable Lab Coat (M size) | Each | 10000
99743 | Disposable Lab Coat (L size) | Each | 10000
99744 | Fetal Doppler | Set | 154700
99745 | Sterilizing drums set (large, Medium, Small size) | Set of 3x5 | 536250
99746 | Ambu bag (Neonate) Set | Each | 111780
99747 | High Speed Centrifuge | Each | 9064000
99748 | Fixed angle rotor 6x50mls (H0650) | Each | 1611500
99749 | Fixed angel rotor 8x15mls (H015) | Each | 1611500
99750 | Electric heater wall mounted or movable ( for Neonatal room ) | Each | 250000
99751 | Pseudomonas aeruginosa ATCC 10145/NCTC 10332 | 5 Pellets | 750000
99752 | Pseudomonas aeruginosa NCTC 10332 | Ampoule | 1476000
99753 | Digital Display 12-channel Pipette Adjustable Volume Micropipette pipettor | Each | 1450000
99754 | Ferric Chloride (FeCl3) Anhydrous 98% | 500grm | 60000
99755 | Cobalt (II) Sulfate Heptahydrate 99% | 500grm | 160000
99756 | Zinc Sulfate Heptahydrate 99% | 500grm | 234600
99757 | Ammonium Chloride 99% | 500grm | 106200
99758 | Hollow ware set, ward (Assorted) Diagnostic set | Set | 1998000
99759 | CESAREAN SECTION SET | Set | 6438600
99760 | Centrifuge Rotor (36x1.5ml/2ml angle router) | Each | 4281000
99761 | Ice Park - Large | Each | 15000
99762 | Cloud Service | each | 3323000
997621006/2006 | Brucella Abortus Reagent. | each | 35000
99763 | Thermostat Sensor for Tri-Gas CO2 Biobase Incubator | Sensor | 3597120
99764 | Developing Middleware for LIS to HumaStar communication | unit | 3375000
99765 | Quality control of CK-MB | LYOFIAQC-CKMB | 60000
99766 | ANTI-SERUM TO HUMAN IgG | 2mls | 2800000
99767 | HumaNex A1c Variant Analyzer | Each | 35000000
99768 | Buffer Standard Solutions 4pH | 50omls | 220000
99769 | Pair of cover gas springs, black for HS100/200 (old Version) | PIECES | 0
99770 | Syringe 5CC with Needle | POF100 | 55000
997709 | BENGAL ROSE | 100T | 150000
99771 | Glass Bottles 200mls | each | 80000
99773 | Erba 640 12v 20w biochemical analyzer lamp | Each | 280000
99774 | PAP Stain Kit, 250S - Anamol | 250 SMEARS | 254000
997815 | PVP Iodine | 250mls | 30000
997941 | GENTIAN VIOLET SOLUTION | 1000ml | 80000
997979 | Wright’s Stain 1000 ML | 1000 ML | 160000
998102 | Immersion Oil | 100mls | 30000
998440 | Giemsa | 500mls | 100000
998710 | Crystal Violet | 250mls | 35000
998800 | Gram PVP Kit | 4x250mls | 100000
998842 | LUGOS IODINE SOLUTION | Bottle | 168000
999320 | AURAMINA-RHODAMINA TB kit | 3X250 MLS | 140000
999718 | MAY-GRUENWALD SOLUTION | 1000 ML | 90000
9999 | BLANK DISCS | 50 Disc | 76560
99M203 | HP Printer M203dn | HC 30,60&80TS | 800000
A1905B | Ampligase 10X Reaction Buffer 5 ml | 5MLS | 671000
A3202K | Ampligase DNA Ligase w/ Buffer 2,500 U | 2,500U | 2898000
AAA07 | Upper filter (Exhaust filter)-BSC-1500IIB2-X | each | 1972425
AAA08 | Lower filter (Supply filter)-BSC-1500IIB2-X | each | 2059125
ABS119HPA | H.PIPETTE 5 UL FIXED VOLUME VOLUME FULLY AUTOCLAVABLE | PC | 160000
ABS1210HPA | H.PIPETTE 25 UL FIXED VOLUME FULLY AUTOCLAVABLE | PC | 160000
ABS121HPA | H.PIPETTE 20 UL FIXED VOLUME VOLUME FULLY AUTOCLAVABLE | PC | 160000
ABS122HPA | H.PIPETTE 50 UL FIXED VOLUME FULLY AUTOCLAVABLE | PC | 160000
ABS123HPA | H.P.PETTE 100 UL FIXED VOLUME FULLY AUTOCLAVABLE | PC | 160000
ABS1241HPA | H.P.PETTE 500 UL FIXED VOLUME FULLY AUTOCLAVABLE | PC | 160000
ABS124HPA | H.P.PETTE 200 UL FIXED VOLUME FULLY AUTOCLAVABLE | PC | 160000
ABS125HPA | H.P.PETTE 1000 UL FIXED VOLUME FULLY AUTOCLAVABLE | PC | 160000
ABS126HPA | H.PIPETTE 0,5-10 UL VARIABLE VOLUME FULLY AUTOCLAVABLE | PC | 180000
ABS127HPA | H.PIPETTE 1000-5000 UL VARIABLE VOLUME FULLY AUTOCLAVABLE | PC | 180000
ABS128HPA | H.PIPETTE 2-20 UL VARIABLE VOLUME FULLY AUTOCLAVABLE | PC | 180000
ABS1290HPA | H.PIPETTE 10-100 UL VARIABLE VOLUME FULLY AUTOCLAVABLE | PC | 180000
ABS1310HPA | H.PIPETTE 50-200 UL VARIABLE VOLUME FULLY AUTOCLAVABLE | PC | 180000
ABS1311HPA | H.PIPETTE 100-1000 UL VARIABLE VOLUME FULLY AUTOCLAVABLE | PC | 180000
ABS131HPA | H.P.PETTE 20-200 UL VARIABLE FULLY AUTOCLAVABLE | PC | 180000
ABS132HPA | H.PIPETTE 200-1000 UL VARIABLE VOLUME FULLY AUTOCLAVABLE | PC | 180000
AC-5 | Oxygen Concetrator | Each | 1814000
ADF-380H | X-RAY film processor | Reffere Catalogue | 8190000
ALFAJ61401.KN | 4-Nitrophenyl phosphate disodium salt hexahydrate, | 5mg tablets | 1400000
AM9939 | Nuclease-Free Water (not DEPC-Treated) | 5x100ml | 1217000
AML700/700D | LED Operating lamp | Each | 14742000
AR-200D | Infant CPAP System | Each | 7969000
AR-K8 | Color Doppler Ultrasound Scannerwith convex and micro-convex probe | Each | 25000000
AS102 | Cellophane tape 3/4 inch x 36 yards | 24 rolls per case0 | 600000
ASPGAbICT20 | ASPERGILLUS ICT IgG-IgM | 20 tests | 749000
AW-1A | Infant Warmer | Each | 9581000
B-100 | Infant Phototherapy Unit | each | 1700000
B003F69 | Phosphate Buffer Saline 10X PBS (PH 7.4) | Each bottle 1L | 110000
B003G39 | Tween 20 | 500 mL | 430560
B003K46 | RPMI 1640, 1X, With L-glutamine, | 6 x 500 mL | 441000
B003L53-PROMO | Fetal Bovine Serum, Premium, | 1 x 500 mL | 1941000
B0519S | 5x Phusion Reaction Buffer | 6MLS | 271000
B7024S | Gel Loading Dye Purple (6X) | 4MLS | 300000
BARN236091 | Adjustable angle 16-20mm test tube rack holder for Solaris Shaker Platforms, 40 places per rack | Each | 3252000
BBS-H1100 | Horizontal Laminar flow cabinet | each | 6075000
BC-50 | Colony counter, plates >120mm | each | 3375000
BC15 | Delivery Bed-AMT-2C | EACH | 4910000
BD-8 | EEG Paste | 228G | 55000
BD-AP | EEG Adaptor | EACH | 0
BD-G1 | EEG Gel, 500ml | 500 ml | 100000
BDF-25V100 | Laboratory Freezer | each | 2851200
BDF-86V936 | Deep Freezer 936L -40 to -86 | -40C to -86C | 43731680
BDF86V936 | Deep Freezer 936L -40 to -86 [936K -40C to -86C] | Ech 936 Litters | 43731680
BE10000GF | Mass Balance | Each | 415800
BE5002 | Electronic Balance | each | 2500000
BECLA63881 | Beckman Agencourt Ampure Xp - 60 Ml | 60 Ml | 6538000
BECLA63987 | Beckman Agencourt Rnaclean Xp 40 Ml | 40MLS | 4927000
BJPX-H160BK(D) | Incubator 115-230V, Standard, 115 L | Each | 3240000
BJPX-H30 | Constant Temp Incubator | each | 2200000
BJPX-H50L | Microbial Incubator | PIECE | 5236000
BJPX-HGZ23 | Drying oven Smart, | Each | 1366200
BJPX-SP10 | Platelet agitator / incubator | each | 8943000
BK-1 | Alcohol filled thermometer -10 ° c to 110 ° c | each | 89100
BK-86V938 | Deep Freezer 938L | PIECE | 38000000
BK-99559 | Reagent bottle positioning block BK 200 | each | 300000
BK-BC32 | Blood Culture System- Biobase | Each | 40259700
BK-BTS1 | Blood Bag Tube Sealer Machine | each | 3132000
BK-NL01 | PET Bottle burst Tester. Range 0-20bar | each | 23344200
BK-RZT | Bench top Refractometer for 10-70% brix | each | 18630000
BKC-PB450 | Paraffin blocks storage cabinet | each | 3000000
BKC-S400 | Slide Cabinet, wax tissue slide dry | each | 5050000
BKC-TH16C | Benchtop High Speed Centrifuge NEUHC22 | Each | 2352240
BKGZ-400 | Medical Drying Cabinet | Each | 15795000
BKM-Z16B | AUTOCLAVE | PIECE | 5800000
BKM-Z16B-1 | BMK-Z16B Autoclave Rubber seal | each | 234000
BKM-Z45B | Table Top Autoclave 105~138℃ | each | 14137200
BKPG-CO2 | CO2 purity tester. Range 99.0-99.999% v/v CO2 | Each | 4662900
BKQ-B100BL | Biosafety Autoclave 100L | Each | 15000000
BKQ-B100II | Vertical Autoclave BKQ-B II | EACH | 8379000
BKQ-B50II | Vertical Pressure Autoclave | each | 13800000
BM-50-1 | Infra-red moisture analyzer, 70g, 1mg | Each | 3059100
BM10CT | 10L sharp container with lid， Red container with Transparent Lids | EACH | 20000
BMR10 | 10L round sharp container， Yellow container with Red Lids | EACH | 15000
BO0237M | YEAST EXTRACT GLUCOSE AGAR W CHLORAMPHENICOL | 10X100ML/125ML | 465000
BOV-V65F | Forced Air Drying Oven | 65 Litters | 2500000
BP-09N | DIGITAL BP MACHINE | PIECE | 100000
BPE-1 | Plasma extractor | PIECE | 600000
BPR-5V238 | Fridge (Without Freezer) | each | 4189000
BPR-5V628 | Laboratory Fridge Double door -2/20°C, 2/20°C | each | 8133750
BR-488 | Inner Blower for Biosafety Cabinet model:BSC110011A2X | Each | 840000
BRF-25V300 | Double doors – 180 Ltrs (2-8°C and -20°C) | each | 6569000
BS-050102-BK | CKG16, calibration kit for DEN-1/B, 16mm glass tubes | PCS | 650000
BS-050102-IK | A-12 Adapter Destometer | Each | 150000
BS-4H | HOTPLATE MAGNETIC - LARGE | EACH | 1300000
BS3000P | Biochemical analyzer lamp for Humastar 100/200/3000 | Each | 250000
BSC-1100IIA2-X99179 | Biosafety cabinet class IIA2 | PIECE | 18000000
BT120 | Automated Blood Culture System 120 Bottle Capacity | EACH | 66000000
BT180 | Automated Blood Culture System 180 Bottle Capacity | EACH | 82000000
BT24 | Automated Blood Culture System 24 Bottle Capacity | EACH | 24000000
BT240 | Automated Blood Culture System 240 Bottle Capacity | EACH | 101000000
BT48 | Automated Blood Culture System 48 Bottle Capacity | EACH | 36000000
BT60 | Automated Blood Culture System 60 Bottle Capacity | EACH | 47000000
BX-66 | Pulse oximeters | Each | 879840
BoC3-07F03-I | 50 x TAE, 500 ml, in liquid form | Bottle | 123000
BoC3-07F04-I | Water for Molecular Biology, DNA DNAse RNAse free sterile, PCR-Inhibitor Free, 100 ml, in liquid for | Bottle | 71145
C-588L | Blood Bank Refrigerator | Each | 17820000
C-A2M96 | CLEAR ACRYLIC TUBE 8*12 mm 2 Meters length | Each | 30732.5
C010Q48 | Agar, BD Bacto | 454 g | 2722500
C111 | Roche C111 12v 20w biochemical analyzer lamp compatible | Each | 495000
C15MS1059-100 | Buffer Tablet ph 6.8 | 100 tabs | 750000
C17SD1076 | COVERSLIP 22X22MM | POF 100 | 6000
C18SD1077 | Nichrome Wire with holder | Each | 12000
C19SD108 | Face Mask disposable Protective 3ply | POF 50 | 25000
C22LD1018 | Yellow tips eppendorf Brand-Socorex 0-200ul | POF 1000 | 13000
C22lD1003 | Disposable waste collection bags (blue) | Each | 500
C51LD1005 | Microscope slides super grade, Single frosted 75x25x1.1mm | POF 50 | 5000
C51LD1016 | Micro-Centrifuge tubes 2mls, 10.3x40.5mm Autoclavable non-strelire round bottom | 500pcs | 30000
C51LD1018 | Pipette tips yellow 200ul, non sterile | POF 1000 | 13000
C51LD1020 | Eppendorf/Universal type blue tips | POF 500 | 20000
C752L12 | Blocking Buffers in TBS Trial Pack, 4 x 125mL | 4/Pack | 627900
C791Z12 | YPD Broth | 500g | 874200
C817B38 | L-Glutamine, | 100mL | 181000
C817D69 | RPMI 1640, with L-Glutamine, without Sodium Bicarbonate, | 1L | 210000
C830M30 | Agarose Electrophoresis Grade | Bottle | 861000
C838N09 | Yeast Extract, Hardy Diagnostics | 500g | 654000
C852A59 | 100 bp DNA Ladder, 50ug/500uL | Pack | 282900
C861E99 | Ficoll 400 | 25g | 319000
C861F21 | Ficoll 70 | 50g | 821000
C866H91 | Acriflavine hydrochloride 25g UN3077 | 25g | 400000
C867H30 | Ethidium bromide soln, UN2810 | 10mg/ml 10ml | 350000
C914F70 | HEXADECYLPYRIDINIUM CHLORIDE MONOHYD UN 2811 6.1/PG 2 | Bottle of 25G | 350000
C919M65 | L-Rhamnose monohydrate | 250g | 5240970
C946X86 | Inulin | 50g | 801350
C948L24 | SIGMA myo-Inositol >=99% | 50g | 328482
C953E33 | D-Mannose | 100g | 1121655
C960T23 | D-(+)-Galactose | 100g | 625570
C974V11 | D-Arabinose | 25g | 4590020
C980R51 | SIGMA Dulbeccos Phosphate Buffered Saline, Modified, W/T CaCl2 and MgCl₂ sterile filtered. | 500ML | 120000
C987E88 | TWEEN® 20, BioXtra, viscous liquid | 500ml | 550000
C988Y13 | MIDDLEBROOK 7H9 BROTH BASE | 500 grm | 360000
C993K89 | Phosphate Buffered Saline, 1X | 1L | 194000
C994J29 | Bovine Serum Albumin (BSA) | 500g | 4296240
C994N02 | YPD Agar | 500g | 742600
C994X92 | DMSO, | 500 mL | 678000
CALMQ3000 | Hemoglobin A1c / A2 / F Calibartor | set(L1&L2) | 200000
CARDIASAFE-II | ALLIED CARDIASAFE-II DEFIBRILLATOR | each | 15389000
CEDE490920 | FIRST AID STATION | KIT | 1016000
CFPC-21 | iChroma Progesterone | 25T/Kit | 270000
CFPC-22 | iChroma FSH | 25T/Box | 270000
CFPC-27 | iChroma PRL | 25T/Kit | 270000
CFPO-95 | Boditech Hormone Control | 25T/Kit | 120000
CFPO-96 | HbA1c Control | Set | 120000
CG-8092-1L | Pyrex® Square Borosilicate Glass Media Storage Bottles | each | 242500
CHM00G923 | Penicillin-Streptomycin (20,000 IU Pen/mL, 20,000 µg Strep/mL), 500 mL | 500mls | 1157000
CHM02V015 | D-Xylose 5-phosphate lithium salt >=95% (TLC) | 50g | 1898900
CHM03H633 | PPB009-20PAK Tris-Borate-EDTA buffer pH 8.3, | Pack | 500000
CL010 | Water bath CYCL010 | Each | 3713000
CL51.1 | TSC Agar (Base) | 500g | 1092000
CM0007B | MacCONKEY AGAR - OXOID | Botttle | 450000
CM0129 | Tryptone Soya Broth - Oxoid | 500grm | 220000
CM0955 | LETHEEN BROTH BASE MODIFIED (FDA) | 500 grm | 200000
CM1031 | MEMBRANE LACTOSE GLUCURONIDE AGAR (MLGA) | 500grm | 2030000
CMEEG-03 | EEG(Traveller) Brain Tech 24+ Channel | each | 15900000
CN37.3 | D-Cycloserine, | 10g | 1057280
CNB69009 | Compressor Nebulizer | each | 121000
CO2EASY-D | CO2 Measuring Device (Digital) | Set | 11178000
COM_U3120Msim | IoT Temp&Humid Logger,GSM modem; int.sensors includes 1nce Data SIM | Each | 5436600
CONTRMQ3000 | Hemoglobin A1c / A2 / F Control | set(L1&L2) | 290000
CR2003 | Cryptococcal Antigen | PC | 850000
CRO-20 | Carbapenemase Rapid Test | 20T/Box | 654000
CS129200-10F | Sodium Carbonate/Bicarbonate Buffer, Volumetric | 10L | 744120
CY104 | Vacutainer Tube Sodium Citrate 3.2% | POF 100 | 30000
D9750 | 1M DTT Solution1mL Tubes, 50 Tubes per Pack, DNase/RNase Tested. Sterile. | 1x50mls | 1627000
DC01 | Electric Dialysis Chair /Chemotheray chair | each | 8400000
DC9602 | Cooling Block, 96 x 0.2 ml tubes | Each | 3442000
DCJ-55-B(SUS304 | Haier Sliding ULT Freezer Racks -Holds 25 Boxes, | each | 810000
DDRBB96 | iCHROMA D-Dimer | 25 Kits | 280000
DEF-7000 | Defibrillator Monitor | Each | 9092000
DEN-1 | Densitometer (suspension turbidity detector) |  | 2000000
DEN-1B | DEN-1B, McFarland densitometer with А-16 adapter, Biosan white, 230VAC/12VDC Euro plug | Each | 2000000
DL-DYE-GR-8 | Automated Gram & Acid-Fast Staining System | each | 30056000
DW-FL1008 | -10 to -40C Ultralow temperature freezer | Each | 18000000
DW-FL270 | -20°C ~-40°C Cost-Effective Low-Temperature Freezer | Each | 9100000
DW-HL780 | 86°C Dual Cooling System Ultra Low Temperature Freezer for Laboratory and Medical | Each | 23813000
DW-YL90 | -10°C ~-25°C Low Temperature Freezer Biomedical Freezer | Each | 7410000
DW580BW | Ultrasound Machine | EACH | 16700000
DWHL398 | -86°C Ultra Low Temperature Freezer Vaccine Freezer | Each | 24251400
De293831 | V. cholerae Poly, As, | 2ml Each | 300000
ECG-12 | ECG Machine | each | 2728000
EG10+. | Blood Gas Test Cartridges | POF 25 Cartridges | 405000
EH600 | Eluent(R,1R2&R3) and Hemolysin | 500MLS & Hemo 1L | 900000
EK-890250 | Levo Plus Pipette Filler | each | 942000
EM1201 | Twelve(12) Channel ECG | each | 7938000
EN0191 | Thermo Scientific™ Lambda Exonuclease (10 U/μL) | 4000 units | 272000
EN0361 | Thermo Scientific™ Uracil-DNA Glycosylase (1 U/μL) | 200 units | 532000
EN0581 | Thermo Scientific™ Exonucléase I (20 U/μl) | 4000 units | 718000
EN102 | EN102 Blood Gas Analyzer | Each | 13000000
EN17310.2006 | Face Sheild Direct splash protection | POF 10 | 20000
EP0751 | Thermo Scientific™ Transcriptase inverse Maxima H Minus (200 U/μl) | 2000 units | 571000
EP3123000020 | Eppendorf Research® plus singlechannel, variable 0.5 – 10 µL | Each | 1100000
EP3123000047 | Eppendorf Research® plus singlechannel, variable 10 - 100 µL | Each | 1100000
EP3123000063 | Eppendorf Research® plus singlechannel, variable 100 - 1000 µL | each | 1100000
EP3123000268 | Eppendorf Research plus Basic, single-channel, variable, 100 - 1000uL, blue | each | 1771891
EP3123000276 | Eppendorf Research plus Basic, single-channel, variable, 0,5 - 5 mL, purple | each | 1771891
EPPE5702000.510 | Eppendorf Benchtop Centrifuge 5702 | each | 26858000
EPS0000215 | Shipping Box - Coller - Medium | Each | 100000
ETHBA6101X1 | Electric Bunsen Burner with Controller | each | 7315000
EW-37885-00 | Labnet D1102 Block, 0.2mL PCR tubes | each | 1096200
EW-37885-01 | Labnet D1102A Block, 20 x 2.0mL tubes | each | 1096200
EW-51401-21 | AccuBlock™ Dry Block Heater | each | 3299562
EXH-488 | Exhaust Filter for Biosafety Cabinet model:BSC110011A2X | Each | 1100112
F20100 | Speculum -medium | each | 91000
F20110 | Speculum-large | each | 121000
F8093 | PSA Free VEDALB | 20 TEST | 200000
F9665-500ML | Fetal Bovine Serum, USA origin, Heat Inactivated, sterile-filtered, suitable for cell culture | 500mls | 3955000
FH1000C | Ductless Fume Hood | EACH | 8990000
FH1200(P) | Ducted PP Fumehood cabinet (FH1200P) | each | 9919800
FLO-MIN114D | Flow cell for sample sequencing | Pack | 1968000
FO-700A | Pulse Oximeter | Each | 72650.98
FSRC450-HE10 | Leukocyte Reduction filter | set | 25344
FT274012 | flock type AIV Ab ELISA kit | 5plates/pkt | 2400000
FT274203 | flock type IBDV Ab | 5 plates/PKT | 2900000
FT274602 | flocktype Mycoplasma Ms Ab ELISA Kit | 2 plates/PKT | 2400000
FT275003 | flock type NDV Ab ELISA kit | 5 plates /pkt | 2900000
Fees | Shipping Fees |  | 0
G1501-500G | L-Glutamic acid potassium salt monohydrate >=99% (HPLC), powder 500G | 500g | 1298000
G560 | Vortex-Genie |  | 4047408
G7513-100ML | L-Glutamine solution, 200mM, solution, sterile-filtered, | 100mls | 243000
G9012-1L | Glycerol, =99.5% | 1L | 814000
GA1653 | Rifapentine 95% | 100 mg | 736806
GC1140 | SODIUM METABISULPHATE | 500gm | 85000
GC812 | METHANOL SOLUTION | 2.5L | 120000
GD/Z980A | Digital Remote Controlled Abdominal Palpation Manikin-Female (Abnominal Examination Simulator) | EACH | 5487625.4
GLSGA2106-25G | Penicillin G potassium salt | 25g | 314881.82
GM-0.33IIP | Vacum Pump (Oil free and chemical resistant) | each | 1957500
GOT-06B | Gynecology Table | EACH | 6956000
GPC8005-5X | Potassium Chloride | 500 GM | 35000
GT201-8105W-25 | CUT EDGES, SUPPER FROSTED(CHARGED) MICROSCOPE SLIDES | POF 72 | 40000
GT201-8105W-25-1 | CUT EDGES, SUPPER FROSTED(CHARGED) MICROSCOPE SLIDES | POF 50 | 30000
GWF-BS1-S | Glass Weighing Funnel | case of 14PCS | 5106250
H121BCHE | Basic Chemistry (Monthly)** | 1 Sample | 1456000
H122HEMA | Basic Hematology | 2 Samples | 1118000
H1850-30 | Hemoglobin, Bovine (Powder) | 500g | 4594250
H19110 | 5-diff Haematology Analyser | each | 23800000
H32BGHG | Basic Glycated Hemoglobin | 2 Samples | 1742000
H32COVA | SARS-CoV-2 Antigen | 2 Samples | 1950000
H32CTNG | Chlamydia trachomatis (CT) and Neisseria gonorrhoeae (NG) | 2 Samples | 3952000
H32GEPA | General Parasitology | 2 Samples | 416000
H32KOHS | KOH Sides | 2 Samples | 728000
H32LIPH | Lymphocyte Immunophenotyping | 2 Samples | 1742000
H32PBFS | Peripheral Blood Film** | 2 Samples | 1664000
H32SCRP | Serum Protein (CRP) | 2 Samples | 2574000
H32SCSC | Sickle Cell Screening | 2 Samples | 754000
H32SPCH | Special Chemistry | 2 Samples | 1326000
H32TUMK | Tumor Markers** | 2 Samples | 1274000
H32URIN | Urinalysis | 2 Samples | 1170000
H33BLGL | Blood Glucose | 3 Samples | 364000
H33COVD | SARS-CoV-2 Molecular | 3 Samples | 2678000
H33HPAG | Helicobacter pylori Antigen | 3 Samples | 338000
H33RRTB | Rifampicin-Resistant Mycobacterium tuberculosis | 3 Samples | 2678000
H33TBLM | TB LAM Test | 3 Samples | 728000
H42BLPA | Blood Parasites | 2 Samples | 520000
H42CRYA | Cryptococcus Antigen (4 Cycles) | 2 Samples | 520000
H42ERSR | Erythrocyte Sedimentation Rate | 2 Samples | 780000
H42HEID | Early Infant Diagnosis (EID) Testing | 2 Samples | 936000
H43ADRO | Sperm Analysis | 3 Samples | 2080000
H43BACT | Bacterial Identification | 3 Samples | 468000
H43BCHE | Basic Chemistry (4 Cycles) | 3 Samples | 1534000
H43BTME | Basic Transfusion Medicine (4 Cycles) | 3 Samples | 1170000
H43COAG | Coagulation** | 2 Samples | 1092000
H43GRAM | Gram Stain | 3 Samples | 676000
H43HBVL | HBV DNA Viral Load | 3 Samples | 2184000
H43HEFA | Hematology 5-Part Differential (4 Cycles) | 3 Samples | 858000
H43HEFB | Hematology 5-Part Differential (4 Cycles) | 3 Samples | 858000
H43HEFG | EQA Hematology 5-Part Differential | 12 Samples,4 cycles | 4777500
H43HEFG. | Hematology 5-Part Differential (4 Cycles) | 3 Samples | 858000
H43HEFH | Hematology 5-Part Differential (4 Cycles) | 3 Samples | 858000
H43HEPM | Hepatitis Serology (4 Cycles) | 3 Samples | 858000
H43HETA | Hematology 3-Part Differential | 3 Samples | 806000
H43HHPV | HPV (Human Papillomavirus Testing) | 3 Samples | 3250000
H43HIVA | HIV Screening (4 Cycles) | 3 Samples | 936000
H43HIVL | HIV-1 RNA Viral Load (4 Cycles) | 3 Samples | 2366000
H43MAFS | Mycobacterium Acid Fast Stain (4 Cycles) | 3 Samples | 598000
H43MALA | Malaria Blood Slides (4 Cycles) | 3 Samples | 728000
H43MRDT | Malaria Rapid Test | 3 Samples | 442000
H43TREP | Syphilis Serology | 3 Samples | 1040000
H43URIC | Urine Culture | 3 Samples | 1430000
H600 | Fully Automatic HPLC Glycated Hemoglobin Analyzer | each | 20499000
H600-FLT | Filter | 400T | 50000
H6000C | Calibrator-1&2 | Set | 150000
H600CROM | Chromatographic Column | 4000 Test | 3447000
H600CTRL | Control-level 1 &2 | Set | 150000
HC-3018 | High Speed Centrifuge | Each | 11173000
HC237T06 | β-Thalassemia reagent Kit | 200T | 924000
HC238C08 | β-Thalassemia column set with filter | 2000T | 2498000
HD-741 | Digital HDMI Camera with Screen only | Each | 4406000
HH-S6 | Waterbath. Volume 14Lt Variable temp | each | 978750
HI9813-61 | Portable pH/EC/TDS/Temperature Meter with CAL Check™ | each | 1920000
HS-3720 | Hemacytometers/Counting chamber - Neubauer - Imporoved. | Each | 25000
HS-7010 | Empty Universal Bottle 28ml Wide Neck, Complete | Piece | 2500
HS-7011 | Bijou Bottle Noarrow Mouth | 7mls | 4000
HTC-1 | TEMPERATURE HYGROMETER - ROOM TEMP | PC | 120000
ICB-70BSI | Constant Temp Shaking Incubator | each | 8725000
ICE0000030 | Ice Pack Refrigerant | pieces | 0
IDEC-425 | Dengue IgG/IgM And NS1 Combo Rapid Test -25T | 25T | 120000
INVMG-2025 | MAGNUS INVERTED TISSUE CULTURE TRINOCULAR MICROSCOPE | each | 9605000
IS-RSDAA | Benchtop Incubator Shaker IS-RSDAA | each | 15944000
ITC59001 | IMTEC-dsDNA-Antibodies | 96 Tests | 1300000
ITC60001 | IMTEC-ANA Screen | 96 Tests | 850000
ITC60021 | IMTEC-CCP-Antibodies IgG | 96T | 1830000
ITC60033 | IMTEC-ENA Profile | 96 Tests | 782640
ITC70022 | IMTEC-U1-snRNP-Antibodies | 96 T | 480000
ITC80001 | HumaScan FA (with LIS) | each | 12156000
ITC82020 | IMTEC-PR3-ANCA | 96 Tests | 1180000
ITC82030 | IMTEC-MPO-ANCA | 96 Tests | 850000
ITC92005 | IMTEC-ANA-LIA Maxx | 24 tests | 782640
IYP365 | Diagnostic Medical Penlight (Pen Torch | Each | 400000
J62788-K3 | TBE running buffer (10X) |  | 665280
KDC-6000R | Low speed centrifuge with swing out Rotor 6*500ml | each | 44366000
KJ506 | Disposable Petri Dish 90mm | POF 20 | 10000
KQ-B50II(220v) | Vertical Autoclave 120L | each | 10692000
L7647-25MG | Concanavalin A | 25G | 252000
LC-450R | Low Speed Refrigerated larger Centrifuge（Vertical） | each | 76650000
LCRY-1700W | Laser printer Label for tubes A4 | PACK OF 1700 | 930000
LCRY-2380W | Laser printer labels for tubes /Laser Cryo-Babies 1.28 x 0.50 | Pack of 2380 | 400000
LE002A-5NO | Gas Pack /Anaerobic gas pack 3.5L | POF 5 | 200000
LED-03 | LED Examination Light | EACH | 761700
LED-488 | LED Lamp Biosafety Cabinet SN BSC110011A2X | each | 348166
LMGFHB25 | Helicobacter Pylori Antibody Kit | 25 Test | 160000
LMGFHG25 | Helicobacter Pylori Antigen Kit | 25 Test | 180000
LMGFPG25 | Pepsinogen I & Pepsinogen II Kit | 25 Test | 360000
LPG-3400SD | Performance Maintenance (PM )Kit LPG-3400SD pump TMO | each | 9980000
LTSE26 | Twelve channel 7 inch touch screen ECG machine | Each | 3876000
LYOFIA-Ab | IgG / I gM aPL antiphospholipid antibodies | POF25 | 455000
LYOFIAAF25 | AFP Kit | KIT OF 25T | 200000
LYOFIAAM25 | Anti-Mullerian Hormone (AMH) Kit | KIT OF 25T | 400000
LYOFIABH25 | β-HCG Kit | KIT OF 25T | 180000
LYOFIABN25 | B-type Natriuretic Protein (BNP) Kit | KIT OF 25T | 310000
LYOFIACA25 | CA-125 Kit | 25 T/Kit | 200000
LYOFIACE25 | CEA Kit | KIT OF 25T | 200000
LYOFIACK25 | CK-MB Kit | KIT OF 25T | 200000
LYOFIACM25 | LYOFIA Multiple Cardiac Marker Kit | KIT OF 25T | 470000
LYOFIACP25 | Calprotectin (CPT) Kit | KIT OF 25T | 200000
LYOFIACR25 | C-Reactive Protein (CRP) Kit | KIT OF 25T | 160000
LYOFIACS25 | CRP & Serum Amyloid A (SRP&SAA)Kit | KIT OF 25T | 190000
LYOFIADD25 | D-dimer Kit | KIT OF 25T | 180000
LYOFIADE25 | Dengue Virus IgG & IgM Kit | KIT OF 25T | 120000
LYOFIADN25 | Dengue Virus Antigen Kit | KIT OF 25T | 160000
LYOFIAE225 | Estradiol (E2) Kit | KIT OF 25T | 190000
LYOFIAF325 | Free Triiodothyronine (FT3) Kit | KIT OF 25T | 180000
LYOFIAF425 | Free Thyroxine (FT4) Kit | KIT OF 25T | 180000
LYOFIAFE25 | Ferritin Kit | KIT OF 25T | 200000
LYOFIAFL25W | Folate Kit | KIT OF 25 | 270000
LYOFIAFP25 | Free PSA Kit | KIT OF 25T | 180000
LYOFIAFS25 | Follicle Stimulating Hormone (FSH) Kit | KIT OF 25T | 180000
LYOFIAGH25 | Human Growth Hormone (GH) Kit | KIT OF 25TKIT OF 25T | 220000
LYOFIAHB25 | HbA1c Kit | KIT OF 25T | 160000
LYOFIAHC25 | High Sensitive Cardiac Troponin I (hs-cTnI) Kit | KIT OF 25T | 300000
LYOFIAI325 | Insulin-like Growth Factor Binding Protein 3 (IGFBP-3)Kit | KIT OF 25T | 360000
LYOFIAIG25 | Insulin-like Growth Factor I (IGF-1)Kit | KIT OF 25T | 360000
LYOFIAIGE25 | Total IgE | KIT OF 25T | 240000
LYOFIAIL25 | Interleukin -6 (IL-6) Kit | KIT OF 25T | 220000
LYOFIALH25 | Luteinizing Hormone (LH) Kit | KIT OF 25T | 180000
LYOFIAMY25 | Myoglobin (MYO) Kit | KIT OF 25T | 200000
LYOFIANT25 | N-terminal (NT) proBNP Kit | KIT OF 25T | 310000
LYOFIAPC25 | Procalcitonin (PCT) Kit | KIT OF 25T | 270000
LYOFIAPG25 | Progesterone Kit | KIT OF 25T | 180000
LYOFIAPI25 | PCT & IL-6 Kit | KIT OF 25T | 360000
LYOFIAPR25 | Prolactin Kit | KIT OF 25T | 180000
LYOFIAQC-AMH | Quality control of AMH | 2 Vials | 60000
LYOFIAQC-BHCG | Quality control of B HCG | 2 Vials | 60000
LYOFIAQC-CRP | Quality control of CRP, | 2 Vials | 60000
LYOFIAQC-Dimmer | Quality control of Didimer | Pair | 60000
LYOFIAQC-E2 | Quality control of E2. | 2 Vials | 60000
LYOFIAQC-FSH | Quality Control of FSH | 2 Vials | 60000
LYOFIAQC-FT3 | Quality control of FT3 | 2 Vials | 60000
LYOFIAQC-FT4 | Quality control of FT4 | 2 Vials | 60000
LYOFIAQC-HbA1c | Quality control of HbA1c | 2 Vials | 60000
LYOFIAQC-MYO | Quality control of MYO |  | 60000
LYOFIAQC-PRL | Quality control of PRL | 2x2mls | 60000
LYOFIAQC-PSA | Quality control of tPSA | 2 Vials | 60000
LYOFIAQC-TSH | Quality control of TSH | 2 Vial | 60000
LYOFIAQC-TT3 | Quality control of TT3 | 2 Vials | 60000
LYOFIAQC-TT4 | Quality control of TT4 | 2 Vials | 60000
LYOFIAQC-VB12 | Quality control of Vitamin B12 | 2 Vials | 60000
LYOFIAQC-VD | Quality control of Vitamin D | 2X2 Vials | 60000
LYOFIASA25 | Serum Amyloid A (SAA) Kit | KIT OF 25T | 180000
LYOFIAT325 | Total Triiodothyronine (TT3) Kit | KIT OF 25T | 180000
LYOFIAT425 | Total Thyroxine (TT4) Kit | KIT OF 25T | 180000
LYOFIATE25 | Testosterone Kit | KIT OF 25T | 180000
LYOFIATP25 | Total PSA Kit | KIT OF 25T | 180000
LYOFIATS25 | Thyroid Stimulating Hormone (TSH) Kit | KIT OF 25T | 180000
LYOFIAUM25 | Urine Microalbumin | KIT OF 25T | 200000
LYOFIAVB25 | Vitamin B12 Kit | KIT OF 25T | 270000
LYOFIAVD25 | Vitamin D Kit | KIT OF 25T | 270000
M-9000E | Patient Monitor |  | 1749000
M-9000S | Cardiac monitor | each | 5455000
M-9001 | Patient Monitor | Each | 3700000
M0206L | E. coli Exonuclease III | 250ul | 1318000
M0491L | Q5® High-Fidelity DNA polymerase, 500 Units | 2,000 units/ml | 2806000
M0530L | Phusion HF DNA Polymerase (2000 U/mL | 250ul | 2361000
M0568L | Thermolabile Exonuclease I | 750ul | 1634000
M1378-01 | Mag-Bind® TotalPure NGS | 50mls | 5050000
M4021 | Long-Range PCR: GoTaq® Long PCR Master Mix | 100 reactions | 1475000
MAIPS4510 | MultiScreen-IP Filter Plate, 0.45 um | 10/PKT | 2144000
MBS166767 | Human Aflatoxin B1 | 96T | 3034500
MBS2548748 | Aflatoxin assay Extraction ELISA kit-1 | 96 strip-well | 2500000
MEDIMEAS-1 | MTP-EP-Series LATEST MICROPROCESSOR BASED TISSUE PROCESSOR | set | 23800000
MEDIMEAS-2 | GROSSING WORK STATION | Set | 17300000
MEDIMEAS-3 | FULLY AUTOMATED COVERSLIPPING WORKSTATION MCS | set | 163200000
MEDIMEAS-4 | TISSUE COOLING PLATE | Set | 4100000
MEDIMEAS-5 | TISSUE FLOATATION BATH | Set | 1400000
MEDIMEAS-6 | TISSUE EMBEDDING STATION | Set | 10600000
MFLX07528-10 | PERISTALTIC PUMP-Masterflex® L/S® Variable | EAC | 9734400
MFLX77202-60 | Masterflex® L/S® Easy-Load® II Pump Head with 2-Channels for Precision Pump Tubing, PPS Housing, CRS | EACH | 4384000
MFLX77916-20-UK | L/S Precision Pump System, Easy-Load II Head; 6-600 rpm, 90-260V | each | 20575000
MFLX96403-18 | Cured Silicone Tube | 400ft | 13324500
MIC4302 | Cole-Parmer SW-200 Microscope Slide Warmer; Holds 50 Slides; 230 VAC | each | 7922000
MODEL52260 | Rain Gauge Calibrator 1000mls | Each | 2855000
MQ3000 | MQ-3000 HPLC β-Thalassemia System | Each | 28971000
MRM-ST-0 | MRM-ST SEMI-AUTOMATIC MICROTOME | Set | 26400000
MVF-1G | Membrane Filtration Equipment. Full set | each | 1383750
MX1101 | HOBO® MX1101 Data Logger | each | 806000
MX2301 | HOBO MX2301 Series Data Logger | each | 650000
N01010006 | EEG Cap Pediatric 2S | each | 2100000
N01010007 | EEG Cap Pediatric 3S | each | 2100000
N01020003S | 24-channels EEG caps with Adaptor | Each | 2621800
N01020004S | EEG Cap [24 channels eeg cap, S size, 54-56cm] | EACH | 0
N01020005S | EEG Cap [24 channels eeg cap, XS size,50-54cm] | EACH | 0
N01020006S | EEG Cap [24 channels eeg cap,2XS size,46-50cm] | EACH | 0
N01020007S | EEG Cap [24 channels eeg cap,3XS size,42-46cm] | EACH | 0
N0447L | Deoxynucleotide (dNTP) Solution Mix | 40 μmol of each | 1379000
N0551S | Quick-Load® Purple 100 bp DNA Ladder | 1.25mls | 421000
NEBE2612L | NEBNext Microbiome DNA Enrichment Kit - 24 reactions | KIT | 2398500
NEBM0486S | OneTaq Quick-Load 2X Master Mix with Standard Buffer - 100 rxns | Box | 123000
No1020002S | EEG cap 24 channels | each | 2100000
ORI-CS250N | Cryostore 250 EVA Freezing Bag, 30 - 70 ml, N Tubing Set, | Each bag | 250000
OT059B | Helicobacter Pylori Antibody Kit | 25 Tests | 25000
OXCM0055B | Blood agar Base [OXOID (500g)] | 500g | 280000
OXCM0131B | Tryptone Soya AGAR Base [OXOID (500g)] | 500g | 360000
OXCM0301B | Cled Agar 500g | 500g | 270000
P01-00129-00 | Glucose Strip | POF50 | 45000
P01-00162-00 | Uric Acid Strip | POF50 | 86000
P02-00025-00 | Electrolyte Test Cartridge | 25 Test | 185000
P02-00025-01 | Electrolyte Control Solution | 3 Levels*2/Kit | 40000
P02-00026-00 | P1 Electrolyte Analyzer | Each | 4830000
P02-00035-00 | Blood Glucose and Uric Acid Meter | each | 79000
P0781-100ML | Penicillin-Streptomycin with 10,000 units penicillin and 10 mg streptomycin per mL in 0.9% NaCl, 0.1 | 100mls | 188000
P1003 | Sterile Transport Swabs Without Media (Plain) | POF 100 | 30000
PC2X | Olympus CX33 100x/1.40 oil objective, NA 1.40, | each | 2200000
PDL-1 | Lab Coat Large | Each | 40000
PDL-2 | Lab Coat Extra Large | Each | 40000
PDL-3 | Lab coat Medium | Each | 40000
PDL-3721 | Alcohol Swabs | Each | 5000
PDL-376 | Metal Canister 3 | Each | 150000
PDL-4 | Disposable Lab coat | PC | 1000
PDL-5 | Disposable PPE (Coverall) Large size (L) | PC | 20000
PDL-6 | Disposable PPE (Coverall) Extra Large size (XL) | PC | 20000
PDR-85 | Sucrose Refractometer, +80 °C, 85 %Brix max, 0 %Brix, 0 °C min, Digital/Optical | each | 760320
PH-210 | Benchtop PH METER | Each | 1110780
PIER34064 | Diethanolamine Substrate BUFFER (5X) | 225 ml | 700000
PSIE12/12 | SAFTY BOX TIM SAFE 5 LTR | Each | 40000
PVP360-100G | Polyvinylpyrrolidone | 100g | 319000
Q10211 | RNA Quantification, broad range | 500 Reactions | 2811000
QV-600 | Visible Portable Infrared Detector Vein Finder | each | 5900000
R031 | 200mM MOPS (pH 7.0), 80mM Sodium acetate, 10mM EDTA | 1L | 739000
R0883-500ML | RPMI-1640 Medium, With sodium bicarbonate, without L-glutamine, liquid, sterile-filtered | 500mls | 254000
RAB0976 | E.coli 01:K1 typing serum OK ‘F1’ avain strain | 1mls | 750000
RAB0978 | E.coli 078:K80 typing serum OK ‘RVC330’ bovine | 1mls | 750000
RAB1002 | E.coli 02:K1 typing serum OK ‘F21’ avain strain | 1mls | 750000
RAB6015 | S/A - Factor O9 | 3mls | 785000
RAB6019 | S/A - Factor O15 | 3mls | 785000
RAB6127 | S/A - Factor Hm | 3mls | 785000
RAB6133 | S/A - Factor Hi | 3mls | 785000
RAB6153 | S/A - Factor H2 | 3mls | 785000
RBB6607 | S/A Factor 045 | 3mls | 785000
RCLEDD78D78 | Surgical Shadowless Lamp | each | 30800000
RCLEDSTZ5STZ5 | Surgical Shadowless Lamp | each | 21800000
REC31639 | Crimean-Congo Hemorrhagic Fever Virus Nucleoprotein | 100µg | 4766000
REC31730 | Crimean-Congo Hemorrhagic Fever Virus Gc Protein, Sheep Fc-Tag | 100µg | 7445000
RM-488 | Remote control FOR Biosafety Cabinet model:BSC110011A2X | each | 300000
S-050102-LK | Glass sample tubes without lid (16х100x0.8mm) | Pack | 750000
S0035 | 1M Sodium Chloride | 500mls | 319000
S091H-500 | HEAT INACTIVE HORSE SERUM 500ml | 500Mls | 2654000
S0942-100TAB | Phosphatase substrate, 5 mg tablets | 100 tablets | 535065
S2350-500 | Sheep Serum, 500 mL | 500 mL | 0
S4306-500G | Spirit blue agar | 500G | 2152800
SA2106333 | Water Pump for BKMZ16B steam Autoclave | each | 2082000
SAC02 | Instrument Cabinet | Each | 3029400
SB162 | magnetic stirrer and hot plate CB162 | Each | 5000000
SC-144 | Cryo Success Replacement Tip ¦ 4mm | each | 1836000
SC-3612 | Low Speed Centrifug e | each | 7387000
SCH073-201765 | Borosilicate glass graduated cylinder, class A, with PE stopper, serialized and certified, SCHARLAU, | 10mls | 239000
SCHET00052500 | Ethanol absolute 99% 2.5L | Bottle | 250000
SCSJ-30L | Ultra-pure Water-Purifier, LWP-S3 Series | Each | 7365600
SF-400C | Electronic Compact Scale | Each | 550000
SK2001 | Thermo Scientific Solaris 2000 R Small Incubated and Refrigerated Benchtop Orbital Shaker | each | 36770000
SPL-488 | Supply filter for Biosafety Cabinet model:BSC110011A2X | Each | 1233000
SQA-Vu | Visualization Device (sample quality & little sample volume) | each | 8385031
SQA-iO | Sperm Quality Analyzer | each | 8385030
SQK-LSK109 | Ligation sequencing kit | KIT | 1476000
ST9283 | DIGITAL THERMO METER | each | 147000
SV-104890 | SVANOVIR® Brucella-Ab I-ELISA | 10x Plates | 7900000
SV-104893 | SVANOVIR® Brucella-Ab C-ELISA | 2x plates | 5300000
SV-104894 | SVANOVIR® -Brucella-Ab C-ELISA | 10x Plates | 7900000
SX0001300 | Millipore Swinnex filter holder | 10/pks | 640000
SY2L-4H | Thermostatic waterbath | 11 Liters | 3400000
T1120L | Monarch® Spin DNA Gel Extraction | 250 prep | 1948000
T1120S | DNA Gel Extraction Kit | 50 prep | 475000
T202 | Instrument Trolley | Each | 621000
T5070 | 1M Tris-HCl, Sterile, pH 7.0 | 500mls | 378000
TM-933 | THAYER MARTIN MEDIUM BASE | 500GM | 200000
TRE08668.9.01 | Microtube CapLock PP clear 1.5mls | POF 1000 | 235410
TRE09852.9.01 | PCR Tube FT PP clear 0.2 ml Nase-, DNase-free | Pack | 123000
TRE10878.9.01 | Cryogenic Tubes external thread Vol. 2,0 ml, self-standing | Bag | 135300
TRE11189901 | Tip clear 2ul - 200 µl, | pack | 184087.69
TRE11190901 | Filter Tip clear 1 - 20 µl, | 96tips/box | 54740
TRE11193.9.01 | Filter Tip clear 5 - 200 µl, | 96 Tips/TipBox PP | 56000
TRE11194.9.01 | Filter Tip clear 50 - 1000 μl, 96 Tips/TipBox PP, 5 TipBox/shrink-wrapped | Pack | 123000
TRE11194901 | Filter Tip clear 50 - 1000 µl, | 96 Tips/TipBox PP | 54000
TX5800 | Texwrite Cleanroom Synthetic Bond Paper 8.5 x 11 | POF 500 | 1956000
TYC114 | Gilson Pipette tip 5ml gilson | POF 300 | 20000
Theia-i | MagnusMagnus Theia-I LED (SP | each | 2600000
U0141 | IoT Temperature datalogger, 4 channels; 4x Pt1000 inpu | 1 | 17908000
U1515 | dNTP Mix, 10mM | 1000ul | 379000
U80AH | Digital Blood Pressure Monitor | each | 91000
UTBI-001 | HOBO TidbiT v2 Temperature Data Logger | each | 878800
UV-488 | UV Lamp. | each | 382982
UV-488-1 | UV lamp Ballet Biosafety Cabinet model:BSC110011A2X | each | 348166
V-A-01784-00 | QA-V Capillaries: Box of 50 (with Test Code 50 tests. | 50Tests | 540552
V041-5 | PSA Control +&- | KIT | 45000
V050B | hCG Control +&- | KIT | 45000
V053-4 | bhCG Control +&- | KIT | 45000
V10000-1 | CEA Control +&- | KIT | 45000
V1204 | SALINE SOLUTION 3X500ML | Each | 200000
V1290-1 | INSULIN CONTROL + & - | KIT | 45000
V1890-1 | IgE Control +&- | KIT | 45000
V2500-1 | TSH Control +&- | KIT | 45000
V2600-1 | MYOGLOBIN Control +&- | KIT | 45000
V2800B-1B | CK-MB Control +&- | KIT | 65000
V3300=1 | FERRITIN Control +&- | KIT | 65000
V340-1 | CRP Control +&- | KIT | 65000
V6000-1 | FSH Control +&- | KIT | 65000
V6200-1 | T3 Control +&- | KIT | 65000
V6800-1 | CA 15-3 CONTROL + & - | KIT | 65000
V6900-1 | CA 19-9 CONTROL + & - | KIT | 65000
V720-1 | D-DIMER Control +&- | KIT | 65000
V7400-1 | CA-125 CONTROL + & - VEDA.LAB | KIT | 65000
V8000-1 | AFP Control +&- | KIT | 65000
V9000-1 | PROLACTIN Control +&- | KIT | 65000
V9600-1 | HbA1c QUANTITATIVE Control +&- | KIT | 65000
VD-12093 | INSULIN - VEDA.LAB | KIT | 150000
VD-160093 | C-PEPTIDE - VEDA.LAB | KIT | 150000
VD-A-ADAPT | Adapter with cord | EACH | 189000
VD-B-CARD | Blank card | EACH | 6480
VD-C-CARD | Calibrator card | EACH | 10260
VD-HS12093 | HS INSULIN (High Sensitive) - VEDA.LAB | KIT | 170000
VD-K-BOARD | Keyboard | EACH | 162000
VD-ROLL-1 | Thermic paper roll | EACH | 13500
VEC-H-1500 | VECTASHIELD® HardSet™ Antifade Mounting Medium with DAPI | 10 mls | 2423000
VEC-SK-4100 | DAB Substrate Kit, Peroxidase (HRP), with Nickel, (3,3-diaminobenzidine) | Kit | 2339000
WANAR-2 | Anaerobic Culture Jar/Anaerobic Candle Jar | Each | 1150000
WDST-5E | Water Distiller | Each Biobase brand | 3733000
WH6006E | ECOWITT WH6006E US 433 MHz Weather Station 7-in-1 Solar Powered Wireless 4G/3G |  | 3750896
WJ-1810 | WANTAI HIV1/2 Colloidal Gold Device-10 | POF 10 | 10000
WJ-1850E | WANTAI HIV1/2 Colloidal Gold Device | POF 50 | 50000
WT-42 | Water Bath | PIECE | 750000
XC-1380L | Meling large capacity 4℃ Blood Bank Refrigerator | Each | 31334400
XC-268L | Blood Bank Refrigerator | Each | 9500000
XC-380L | Blood Bank Refrigerator 380L | Each | 10616000
XC630L | BLOOD BANK REFRIGERATOR | Each | 15500000
XS-208C | Binocular Microscope X100 Objective lens | Each | 345280
XS-208C-1 | Binocular Micriscope without Camera | Each | 2880000
YC-1015L | 2℃~8℃ Pharmacy/Medical Refrigerator‎ & Lab Refrigerator | Each | 10000000
YC-1505L | 2℃~8℃ Pharmacy/ Vaccine Refrigerator/ Medical Grade Refrigerator | Each | 20888000
YC-315L | 2℃~8℃ Pharmacy/Medical Refrigerator‎ & Lab Refrigerator 315L | Each | 5000000
YC-725L | 2℃~8℃ Pharmacy/Vaccine Refrigerator/Medical Grade Refrigerator | each | 9100000
YCD-EL300 | Refridgerator & freezer comb | EACH | 10000000
YCD-FL519 | Medical Comibined Refrigerator And Freezer | each | 11596000
YD01A | Examination lamp | each | 819000
YDS-50B-125S(6) | Transportaion Liquid Nitrogen Container | Each | 2251000
YSSTG0106 | Six Bodies Mortuary Refrigerator | each | 49888608
YX-39LM | Autoclave sterilizer 40 L | each | 2182000
ZIM-219 | Forensic anatomy instrument kit | each | 3145333.33
ZL26/R30859602 | WELLCOGEN™ BACTERIAL ANTIGEN RAPID LATEX AGGLUTINATION TEST, BACTERIAL MENINGITIS | KIT | 4500000
ZRD4069 | Quick-DNA Miniprep Plus Kit | Box | 1968000
19/Nov/2025 18:17:23